## BoQ1 (hidden)
Percentage BoQ
BoQ_Ver3.0 | Percentage | Normal | INR Only | INR
Select, At Par, Excess (+), Less (-) |  | IOCL
Tender Inviting Authority: EXECUTIVE ENGINEER - II , NKDA
Name of Work:Construction of Smart Sensory Park in Action Area II under NKDA, New Town, Kolkata
NIeT No: WBNKDA/11/EE-II/2019-20 (2ND CALL)
Name of the Bidder/ Bidding Firm / Company :
PRICE SCHEDULE (This BOQ template must not be modified/replaced by the bidder and the same should be uploaded after filling the relevent columns, else the bidder is liable to be rejected for this tender. Bidders are allowed to enter the Bidder Name and Values only )
NUMBER # | TEXT # | TEXT # | NUMBER # | TEXT # | NUMBER | NUMBER | TEXT | TEXT # | NUMBER # | TEXT# | TEXT # | NUMBER # | NUMBER | NUMBER | NUMBER | NUMBER | TEXT | TEXT | NUMBER | NUMBER | NUMBER | NUMBER | TEXT | TEXT | NUMBER | NUMBER | NUMBER | NUMBER | TEXT | TEXT | NUMBER | NUMBER | NUMBER | NUMBER | TEXT | TEXT | NUMBER | NUMBER | NUMBER | NUMBER | TEXT | TEXT | NUMBER | NUMBER | NUMBER # | NUMBER # | TEXT | TEXT | NUMBER # | NUMBER # | DATE | NUMBER # | NUMBER # | TEXT #
Sl. No. | Item Description | Item Code / Make | Quantity | Units | Estimated Rate in Rs. P |  |  | Addition / Deduction | Addition / Deduction Values | Currency Convertion against each Item | Quoted Currency in INR / Other Currency | BASIC RATE In Figures To be entered by the Bidder Rs. P | Excise Duty | VAT | Freight Charges ( Unloading & Stacking) | Any Other Taxes/Duties/Levies |  |  | Other Taxes 2 | IIIrd Party i.e DGS&D / RITES etc Inspection Charges @0.34%+Service Tax | Less for Cenvat Credit,if any respect of Supplies Under full Excise Duty Category | [30 empty] | TOTAL AMOUNT Without Taxes in Rs. P | TOTAL AMOUNT With Taxes | TOTAL AMOUNT In Words
1 | 2 | 3 | 4 | 5 | 6 | 7 | 8 | 9 | 10 | 11 | 12 | 13 | 14 | 15 | 16 | 17 | 18 | 19 | 20 | 21 | 22 | 23 | 24 | 25 | 26 | 27 | 28 | 29 | 30 | 31 | 32 | 33 | 34 | 35 | 36 | 37 | 38 | 39 | 40 | 41 | 42 | 43 | 44 | 45 | 46 | 47 | 48 | 49 | 50 | 51 | 52 | 53 | 54 | 55
1 | SITE DEVELOPMENT WORKS | Item1 | [52 empty] | 1.01 | Supplying, Conveying and fixing spls. Including eart | item1 | 123.223 | Nos
1.01 | Surface dressing of the ground in any kind of soil including removing vegetation inequalities not exceeding 150 mm depth and disposal of the rubbish within a lead upto 75M as directed Ref SoR PWD WB version 2017 Page 1 Item 1 | Item2 | 8450 | sqM | 10 |  |  | Excess(+) | 1 | Full Conversion | INR | [40 empty] | #VALUE! | #VALUE! | #VALUE! | 1.01 | Supplying, Conveying and fixing spls. Including eart | item1 | 123.223 | Nos
1.02 | Earthwork in filling in lowland, ditches etc (avg depth 900 mm) for site development to get flat as well as contoured surface (as per instruction of Engineer) with good earth in layers not exceeding 150mm including breaking clods, and consolidating the same including watering and ramming, layer by layer complete. | Item3 | [52 empty] | 1.01 | Supplying, Conveying and fixing spls. Including eart | item1 | 123.223 | Nos
2 | With carried earth arranged by Contractor within a radius exceeding 3 km but not exceeding 5 km. including cost of carried earth. Ref SoR PWD WB version 2017 Page 3 Item 5 (ii)(b) | Item4 | 5450 | %CuM | 41958 |  |  | Excess(+) | 1 | Full Conversion | INR | [40 empty] | #VALUE! | #VALUE! | #VALUE! | 1.01 | Supplying, Conveying and fixing spls. Including eart | item1 | 123.223 | Nos
2.01 | Earthwork in excavation of foundation trenches (upto depth of 600mm) for boundary wall in all sorts of soil (including mixed soil but excluding laterite or sandstone) including removing, spreading or stacking the spoils within a lead of 75M as directed. The item includes necessary trimming the sides of trenches, levelling, dressing and ramming the bottom, bailing out water etc. as required complete. | Item5 | [52 empty] | 1.01 | Supplying, Conveying and fixing spls. Including eart | item1 | 123.223 | Nos
3 | Depth of excavation not exceeding 1500mm. Ref SoR PWD WB version 2017 Page 1 Item 2 (a) | Item6 | 215 | %CuM | 11927 |  |  | Excess(+) | 1 | Full Conversion | INR | [40 empty] | #VALUE! | #VALUE! | #VALUE! | 1.01 | Supplying, Conveying and fixing spls. Including eart | item1 | 123.223 | Nos
4 | Depth of excavation for additional depth beyond 1500 mm and upto 3000 mm but not requiring shoring. Ref SoR PWD WB version 2017 Page 1 Item 2 (b) | Item7 | 10 | %CuM | 19238 |  |  | Excess(+) | 1 | Full Conversion | INR | [40 empty] | #VALUE! | #VALUE! | #VALUE! | 1.01 | Supplying, Conveying and fixing spls. Including eart | item1 | 123.223 | Nos
4.01 | Earthwork in filling in foundation trench or plinth with good earth, in layers not exceeding 150mm, including watering and ramming etc. layer by layer complete. (payment to be made on the basis of meserment of finished quantity of work) | Item8 | [52 empty] | 1.01 | Supplying, Conveying and fixing spls. Including eart | item1 | 123.223 | Nos
4.02 | With earth obtained by fresh excavation (including cost of excavation upto 1,800 mm. depth) from land arranged by the Deptt. within a lead of 100 m. Ref SoR PWD WB version 2017 Page 1 Item 3 (b) | Item9 | 35 | %CuM | 13718 |  |  | Excess(+) | 1 | Full Conversion | INR | [40 empty] | #VALUE! | #VALUE! | #VALUE! | 1.01 | Supplying, Conveying and fixing spls. Including eart | item1 | 123.223 | Nos
4.03 | Filling in foundation or plinth by silver sands in layers not exceeding 150mm, as directed and consolidating the same by thorough saturation with water, ramming complete including the cost of supply of silver sand. (payment to be made on the basis of measurement of finished quantity of work) Ref SoR PWD WB version 2017 Page 2 Item 4(A) | Item10 | 20 | %CuM | 93621 |  |  | Excess(+) | 1 | Full Conversion | INR | [40 empty] | #VALUE! | #VALUE! | #VALUE! | 1.01 | Supplying, Conveying and fixing spls. Including eart | item1 | 123.223 | Nos
5 | Supplying and laying Polythene Sheet (150gm / sq.m.) over damp proof course or below flooring or roof terracing or in foundation or in foundation trenches. Ref SoR PWD WB version 2017 Page 47 Item 3 | Item11 | 740 | Sqm | 24 |  |  | Excess(+) | 1 | Full Conversion | INR | [40 empty] | #VALUE! | #VALUE! | #VALUE! | 1.01 | Supplying, Conveying and fixing spls. Including eart | item1 | 123.223 | Nos
6 | Single Brick Flat Soling of picked jhama bricks including ramming and dressing bed to proper level and filling joints with local sand. Ref SoR PWD WB version 2017 Page 14 Item 1/3rd corri | Item12 | 185 | Sqm | 361 |  |  | Excess(+) | 1 | Full Conversion | INR | [40 empty] | #VALUE! | #VALUE! | #VALUE! | 1.01 | Supplying, Conveying and fixing spls. Including eart | item1 | 123.223 | Nos
7 | Brick work with 1st class modular bricks of size 190mmX 90mmX 90mm | Item13 | [52 empty] | 1.01 | Supplying, Conveying and fixing spls. Including eart | item1 | 123.223 | Nos
7.01 | with cement mortar (1:6) In foundation and plinth Ref SoR PWD WB version 2017 Page 16 Item 13(b) (i)/P-3/7/3rd Corri | Item14 | 35 | CuM | 4744.98 |  |  | Excess(+) | 1 | Full Conversion | INR | [40 empty] | #VALUE! | #VALUE! | #VALUE! | 1.01 | Supplying, Conveying and fixing spls. Including eart | item1 | 123.223 | Nos
7.02 | with cement mortar (1:6) In superstructure, ground floor Ref SoR PWD WB version 2017 Page 16 Item 13 (b) (ii) | Item15 | 200 | CuM | 4866.98 |  |  | Excess(+) | 1 | Full Conversion | INR | [40 empty] | #VALUE! | #VALUE! | #VALUE! | 1.01 | Supplying, Conveying and fixing spls. Including eart | item1 | 123.223 | Nos
7.03 | Extra for using approved H.B netting in every third layer of Item above in GFL Ref SoR PWD WB version 2017 Page 16 Item 18 | Item16 | 350 | SqM | 41 |  |  | Excess(+) | 1 | Full Conversion | INR | [40 empty] | #VALUE! | #VALUE! | #VALUE! | 1.01 | Supplying, Conveying and fixing spls. Including eart | item1 | 123.223 | Nos
7.04 | Extra Labour for brick for string course and set square brick work, brackets and similar other projection brick works to be paid in respective item. Ref SoR PWD WB version 2017 Page 15 Item 11 | Item17 | 850 | sqM | 251 |  |  | Excess(+) | 1 | Full Conversion | INR | [40 empty] | #VALUE! | #VALUE! | #VALUE! | 1.01 | Supplying, Conveying and fixing spls. Including eart | item1 | 123.223 | Nos
8 | Rule pointing to brickwork in cement mortar (1:4) including raking out joints & top finishing. Ref SoR PWD WB version 2017 Page 191 Item 11 | Item18 | 930 | sqM | 81 |  |  | Excess(+) | 1 | Full Conversion | INR | [40 empty] | #VALUE! | #VALUE! | #VALUE! | 1.01 | Supplying, Conveying and fixing spls. Including eart | item1 | 123.223 | Nos
9 | Ordinary Cement concrete (mix 1: 2: 4) with graded stone aggregate (20 mm nominal size) and reinforcement as specified excluding shuttering and reinforcement, if any, in ground floor as per relevant IS codes. | Item19 | [52 empty] | 1.01 | Supplying, Conveying and fixing spls. Including eart | item1 | 123.223 | Nos
9.01 | Pakur Variety Ref SoR PWD WB version 2017 Page 24 Item 4(a) | Item20 | 20 | CuM | 5597.49 |  |  | Excess(+) | 1 | Full Conversion | INR | [40 empty] | #VALUE! | #VALUE! | #VALUE! | 1.01 | Supplying, Conveying and fixing spls. Including eart | item1 | 123.223 | Nos
10 | Ordinary Cement concrete (mix 1:1.5:3) with graded stone chips (20 mm nominal size) excluding shuttering and reinforcement if any, in ground floor as per relevant IS codes. | Item21 | [52 empty] | 1.01 | Supplying, Conveying and fixing spls. Including eart | item1 | 123.223 | Nos
10.01 | Pakur Variety Ref SoR PWD WB version 2017 Page 26 Item 10(i) | Item22 | 32 | Cum | 6144.08 |  |  | Excess(+) | 1 | Full Conversion | INR | [40 empty] | #VALUE! | #VALUE! | #VALUE! | 1.01 | Supplying, Conveying and fixing spls. Including eart | item1 | 123.223 | Nos
11 | Hire and labour charges for shuttering with centering and necessary staging upto 4 m using approved stout props and thick hard wood planks of approved thickness with required bracing for concrete slabs, beams and columns, lintels curved or straight including fitting, fixing and striking out after completion of works (upto roof of ground floor) | Item23 | [52 empty] | 1.01 | Supplying, Conveying and fixing spls. Including eart | item1 | 123.223 | Nos
11.01 | 25 mm to 30 mm thick wooden shuttering as per decision & direction of Engineer-In-Charge. Ref SoR PWD WB version 2017 Page 42 Item 36 (a)/P-2/1/2ND Corri | Item24 | 675 | Sqm | 335 |  |  | Excess(+) | 1 | Full Conversion | INR | [40 empty] | #VALUE! | #VALUE! | #VALUE! | 1.01 | Supplying, Conveying and fixing spls. Including eart | item1 | 123.223 | Nos
12 | Reinforcement for reinforced concrete work in all sorts of structures including distribution bars, stirrups, binders etc initial straightening and removal of loose rust (if necessary), cutting to requisite length, hooking and bending to correct shape, placing in proper position and binding with 16 gauge black annealed wire at every intersection, complete as per drawing and direction. | Item25 | [52 empty] | 1.01 | Supplying, Conveying and fixing spls. Including eart | item1 | 123.223 | Nos
12.01 | For works in foundation and upto roof of ground floor/upto 4 m Tor steel/Mild Steel with SAIL/ TATA/ RINL Ref SoR PWD WB version 2017 Page 44 Item 40 (a) (i) | Item26 | 20 | MT | 70557.52 |  |  | Excess(+) | 1 | Full Conversion | INR | [40 empty] | #VALUE! | #VALUE! | #VALUE! | 1.01 | Supplying, Conveying and fixing spls. Including eart | item1 | 123.223 | Nos
13 | Plaster (to wall, floor, ceiling etc.) with sand and cement mortar including rounding off or chamfering corners as directed and raking out joints including throating, nosing and drip course, scaffolding/staging where necessary (Ground floor).[Excluding cost of chipping over concrete surface] ii) With 1:4 cement mortar (b) 15 mm thick plaster Ref SoR PWD WB version 2017 Page 189 Item 1 (ii) (b)/P-49/1/(ii)b/3rd corr | Item27 | 10 | Sqm | 167 |  |  | Excess(+) | 1 | Full Conversion | INR | [40 empty] | #VALUE! | #VALUE! | #VALUE! | 1.01 | Supplying, Conveying and fixing spls. Including eart | item1 | 123.223 | Nos
14 | Plaster (to wall, floor, ceiling etc.) with sand and cement mortar including rounding off or chamfering corners as directed and raking out joints including throating, nosing and drip course, scaffolding/staging where necessary (Ground floor). [Excluding cost of chipping over concrete surface] i) With 1: 6 cement mortar (b) 20 mm thick plaster Ref SoR PWD WB version 2017 Page 49/(i) (b)3rd corr | Item28 | 10 | Sqm | 175 |  |  | Excess(+) | 1 | Full Conversion | INR | [40 empty] | #VALUE! | #VALUE! | #VALUE! | 1.01 | Supplying, Conveying and fixing spls. Including eart | item1 | 123.223 | Nos
15 | M.S. gate of Jail type as per approved design made of strong M.S. frame work, intermediate stiffeners and round / square bars or angles. M.S. sheet (not less than 14 gauge) gussets, cleats etc. including necessary riveting, bolting, welding, locking and hanging arrangements, fitting and fixing complete as per direction of the Engineer-in -charge. | Item29 | [52 empty] | 1.01 | Supplying, Conveying and fixing spls. Including eart | item1 | 123.223 | Nos
15.01 | In ground floor Ref SoR PWD WB version 2017 Page 105 Item 16/P-92/13/3rd corr | Item30 | 20 | QntL | 10090 |  |  | Excess(+) | 1 | Full Conversion | INR | [40 empty] | #VALUE! | #VALUE! | #VALUE! | 1.01 | Supplying, Conveying and fixing spls. Including eart | item1 | 123.223 | Nos
15.02 | Locking arrangement for Jail type doors including supplying fitting and fixing in position complete as per approved design. Ref SoR PWD WB version 2017 Page 105 Item 17/P-92/14/3rd corr | Item31 | 200 | Kg | 409 |  |  | Excess(+) | 1 | Full Conversion | INR | [40 empty] | #VALUE! | #VALUE! | #VALUE! | 1.01 | Supplying, Conveying and fixing spls. Including eart | item1 | 123.223 | Nos
16 | Priming single coats on steel surface with synthetic oil bound primer of approved make and brand including smoothening the surface by sand papering etc. Ref SoR PWD WB version 2017 Page 200 Item 1 (a) | Item32 | 160 | Sqm | 29 |  |  | Excess(+) | 1 | Full Conversion | INR | [40 empty] | #VALUE! | #VALUE! | #VALUE! | 1.01 | Supplying, Conveying and fixing spls. Including eart | item1 | 123.223 | Nos
17 | Painting with best quality synthetic enamel paint of approved make and brand including smoothening surface by sand papering etc. including using of approved putty etc. on the surface, if necessary. | Item33 | [52 empty] | 1.01 | Supplying, Conveying and fixing spls. Including eart | item1 | 123.223 | Nos
17.01 | b) On steel or other metal surface : With other than hi-gloss of approved quality (iv) Two coats (with any shade except white) Ref SoR PWD WB version 2017 Page 201 Item 2(A)(b) (iv) | Item34 | 160 | Sqm | 72 |  |  | Excess(+) | 1 | Full Conversion | INR | [40 empty] | #VALUE! | #VALUE! | #VALUE! | 1.01 | Supplying, Conveying and fixing spls. Including eart | item1 | 123.223 | Nos
18 | Supplying, fitting and fixing Black Stone slab 300 mm wide (used boundary wall coping stone) laid and jointed with necessary adhesive Cement mortar (1:2) including grinding or polishing as per direction of Engineer-in -Charge in Ground Floor. | Item35 | [52 empty] | 1.01 | Supplying, Conveying and fixing spls. Including eart | item1 | 123.223 | Nos
18.01 | Slab Thickness 20 to 25 mm Ref SoR PWD WB version 2017 Page 18 Item 15(a) | Item36 | 170 | SqM | 642 |  |  | Excess(+) | 1 | Full Conversion | INR | [40 empty] | #VALUE! | #VALUE! | #VALUE! | 1.01 | Supplying, Conveying and fixing spls. Including eart | item1 | 123.223 | Nos
19 | M.S. works in brackets made from flats, angles, tees etc. to sizes specialy bent, twisted, forged; making holes drilled and fitted with necessary bolts, baseplates, nuts, washer or screws etc. (length of straight not less than 230 mm) Ref SoR PWD WB version 2017 P- 89/6/3rd corr | Item37 | 10 | QntL | 9984 |  |  | Excess(+) | 1 | Full Conversion | INR | [40 empty] | #VALUE! | #VALUE! | #VALUE! | 1.01 | Supplying, Conveying and fixing spls. Including eart | item1 | 123.223 | Nos
20 | Supplying, fitting galvanised 3 ply 12 gauge / 4 points line of barbed wire in fencing (holes already made in the body of the post) or fixed by staples tightening and fixing the wires in taut condition with straining bolts including the cost of cutting and of lapping joints in the wire as necessary but excluding the cost of galvanised staples,straining bolt and binding wire where necessary. Ref SoR PWD WB version 2017 Page 219 Item 2(a) | Item38 | 2400 | %Mtr | 2768 |  |  | Excess(+) | 1 | Full Conversion | INR | [40 empty] | #VALUE! | #VALUE! | #VALUE! | 1.01 | Supplying, Conveying and fixing spls. Including eart | item1 | 123.223 | Nos
21 | Removal of rubbish from the working site and disposal of the same, beyond the compound exceding 10 Km. and depositing and levelling in conformity with the Municipal / Corporation Rules for such disposal, loading into truck and cleaning the site in all respect as per direction of E.I.C. Ref SoR PWD WB version 2017 Page 12 Item 13 | Item39 | 500 | Cum | 166 |  |  | Excess(+) | 1 | Full Conversion | INR | [40 empty] | #VALUE! | #VALUE! | #VALUE! | 1.01 | Supplying, Conveying and fixing spls. Including eart | item1 | 123.223 | Nos
21.01 | STRUCTURAL ENGINEERING WORKS | Item40 | [52 empty] | 1.01 | Supplying, Conveying and fixing spls. Including eart | item1 | 123.223 | Nos
22 | STRUCTURAL STEELWORK | Item41 | [52 empty] | 1.01 | Supplying, Conveying and fixing spls. Including eart | item1 | 123.223 | Nos
22.01 | M.S. structural works with hollow sections (square or rectangular shape) conforming to IS: 806-1968 & IS:1161-1998) connected to one another with bracket, gusset, cleat as per design, drawing & direction of Engineer-in-Charge complete including cutting to requisite shape & size, fabrication including metal arc welding conforming to IS: 816-1969 & IS: 9595 using electrodes of approved make and brand conforming to IS:814- 2004, haulage, hoisting and erection all complete. The rate includes the cost of all M.S. Hollow section, all consumables such as electrodes, gas and hire charges of all tools and plants and labour reqired for execution and all incidental chages (such as electricity, labour insurance) etc. complete. Payment to be made on the basis of calculated weight of structural memebrs of MS Holow Section as specified in relevent IS code in finished work. Payment for gusset, bracket, cleat may be made by adding the actual weight of such items with weight of finished structural members. The rates are considered for a hight of erection 8 m. / 2nd floor level from the ground. Add 1.5 % extra over the rate for each additional floor or 4m. beyond the initial 8 m. or part thereof. As per WB PWD SoR section 1 item (F)-1 | Item42 | [52 empty] | 1.01 | Supplying, Conveying and fixing spls. Including eart | item1 | 123.223 | Nos
22.02 | For Structural Works in Roof Trusses etc. using joists, channels & angles of specifed section weighing less ihan 22.5kg/m. PAGE 99 ITEM 1(i)/ P-84/II/3rd corri | Item43 | 3.75 | MT | 73761 |  |  | Excess(+) | 1 | Full Conversion | INR | [40 empty] | #VALUE! | #VALUE! | #VALUE! | 1.01 | Supplying, Conveying and fixing spls. Including eart | item1 | 123.223 | Nos
22.03 | For built up sections / srtuctural members of specified sections weighing not less than 22.5 Kg./m PAGE 99 ITEM 1(iii)/ P-84/II/3rd corri | Item44 | 9.5 | MT | 75266 |  |  | Excess(+) | 1 | Full Conversion | INR | [40 empty] | #VALUE! | #VALUE! | #VALUE! | 1.01 | Supplying, Conveying and fixing spls. Including eart | item1 | 123.223 | Nos
22.04 | M.S. structural works with hollow sections (square or rectangular shape) conforming to IS: 806-1968 & IS:1161-1998) connected to one another with bracket, gusset, cleat as per design, drawing & direction of Engineer-in-Charge complete including cutting to requisite shape & size, fabrication including metal arc welding conforming to IS: 816-1969 & IS: 9595 using electrodes of approved make and brand conforming to IS:814- 2004, haulage, hoisting and erection all complete. The rate includes the cost of all M.S. Hollow section, all consumables such as electrodes, gas and hire charges of all tools and plants and labour reqired for execution and all incidental chages (such as electricity, labour insurance) etc. complete. Payment to be made on the basis of calculated weight of structural memebrs of MS Holow Section as specified in relevent IS code in finished work. Payment for gusset, bracket, cleat may be made by adding the actual weight of such items with weight of finished structural members. The rates are considered for a hight of erection 8 m. / 2nd floor level from the ground. Add 1.5 % extra over the rate for each additional floor or 4m. beyond the initial 8 m. or part thereof. As per WB PWD SoR section 1 item 2A | Item45 | [52 empty] | 1.01 | Supplying, Conveying and fixing spls. Including eart | item1 | 123.223 | Nos
22.05 | ii) For other Structural works like galleries etc. M.T. 2.00 61285 PAGE 101 ITEM 2A/c(ii)/P-85/3/3rd Corri | Item46 | 2 | MT | 74900 |  |  | Excess(+) | 1 | Full Conversion | INR | [40 empty] | #VALUE! | #VALUE! | #VALUE! | 1.01 | Supplying, Conveying and fixing spls. Including eart | item1 | 123.223 | Nos
22.06 | M.S. works in brackets made from flats, angles, tees etc. to sizes specialy bent, twisted, forged; making holes drilled and fitted to rafter of trusses with necessary bolts, nuts, washer or screws etc. (length of straight not less than 230 mm) Ref WB PWD SoR section 1 PAGE 103 ITEM 8/P-89/6/3rd corri | Item47 | 71 | QntL | 9984 |  |  | Excess(+) | 1 | Full Conversion | INR | [40 empty] | #VALUE! | #VALUE! | #VALUE! | 1.01 | Supplying, Conveying and fixing spls. Including eart | item1 | 123.223 | Nos
22.07 | Galvanised corrugated iron sheet work (excluding the supporting frame work) fitted and fixed with 10 mm. dia J or L hook-bolts, limpet and bitumen washers and putty complete with 150 mm. end lap and one corrugation minimum side lap. (Payment to be made on area of finished work) (GCI sheet to be supplied by contractor) | Item48 | [52 empty] | 1.01 | Supplying, Conveying and fixing spls. Including eart | item1 | 123.223 | Nos
22.08 | In Roof With 0.80 mm thick sheet Ref WB PWD SoR section 1 PAGE 81 ITEM 9 (C) (i) | Item49 | 720 | sqM | 806 |  |  | Excess(+) | 1 | Full Conversion | INR | [40 empty] | #VALUE! | #VALUE! | #VALUE! | 1.01 | Supplying, Conveying and fixing spls. Including eart | item1 | 123.223 | Nos
22.09 | Applying Exterior grade Acrylic primer of approved quality and brand on plastered or cencrete surface old or new surface to receive decorative textured (matt finish) or smooth finish acrylic exterior emulsion paint including scraping and preparing the surface throughly, complete as per manufacturer's specification and as per direction of the EIC. In ground floor (b) Two Coats Ref WB PWD SoR section 1 page 196 item 8 (b) | Item50 | 810 | %sqM | 4510 |  |  | Excess(+) | 1 | Full Conversion | INR | [40 empty] | #VALUE! | #VALUE! | #VALUE! | 1.01 | Supplying, Conveying and fixing spls. Including eart | item1 | 123.223 | Nos
22.1 | b) Priming one coat on steel or other metal surface with synthetic oil bound primer of approved quality including smoothening surfaces by sand papering etc. Ref WB PWD SoR section 1 Page 200 item 1(a) | Item51 | 2910 | sqM | 29 |  |  | Excess(+) | 1 | Full Conversion | INR | [40 empty] | #VALUE! | #VALUE! | #VALUE! | 1.01 | Supplying, Conveying and fixing spls. Including eart | item1 | 123.223 | Nos
22.11 | (A) Painting with best quality synthetic enamel paint of approved make and brand including smoothening surface by sand papering etc including using of approved putty etc on the surface, if necessary | Item52 | [52 empty] | 1.01 | Supplying, Conveying and fixing spls. Including eart | item1 | 123.223 | Nos
22.12 | (b) On steel or other metal surface With super gloss (hi-gloss) (iv)Two coats (with any shade except white) Ref WB PWD SoR section 1 Page 200 item 2 (b) (iv) | Item53 | 2910 | sqM | 79 |  |  | Excess(+) | 1 | Full Conversion | INR | [40 empty] | #VALUE! | #VALUE! | #VALUE! | 1.01 | Supplying, Conveying and fixing spls. Including eart | item1 | 123.223 | Nos
22.13 | M.S. structural works in columns, beams etc. with simple rolled structural members (e.g. joists, angle, channel sections conforming to IS: 226, IS: 808 & SP (6)- 1964 connected to one another with bracket, gussets, cleats as per design, direction of Engineer-in- charge complete including cutting to requisite shape and length, fabrication with necessary bolting, metal arc welding conforming to IS: 816- 1969 & IS: 1995 using electrodes of approved make and brand conforming to IS:814- 2004, haulage, hoisting and erection all complete. The rate includes the cost of rolled steel section, consumables such as electrodes, gas and hire charge of all tools and plants and labour required for the work including all incidental chages such as electricity charges, labour insurance charges etc. Payment to be made on the basis of calculated weight of structural members only in finished work as per IS specified weight. Payment for gusset, bracket, cleat, rivets, bolts and nuts may be make by adding the actual weight of such items with the weight of finished structural members or 7% of weight for finished structural members weighing not less than 22.5 Kg. / m. or 15 % of weight for finished structural members weighing less than 22.5 Kg. / m. may be increased allow for bracket, cleat, rivet, bolts and nuts etc. and no seperate payment being made for these items, as per direction of Engineer In Charge. The rates are considered for a height of erection 8m. / 2nd floor level from the ground. Add 1.5% extra over the rate for each additional floor or 4m. beyond initiial 8m. or part thereof. | Item54 | [52 empty] | 1.01 | Supplying, Conveying and fixing spls. Including eart | item1 | 123.223 | Nos
22.14 | For structural members of specified sections weighing less than 22.5 Kg./m M.T. Page 99 Item I(I) /P-84/13rd corri | Item55 | 45 | MT | 72603 |  |  | Excess(+) | 1 | Full Conversion | INR | [40 empty] | #VALUE! | #VALUE! | #VALUE! | 1.01 | Supplying, Conveying and fixing spls. Including eart | item1 | 123.223 | Nos
22.15 | For Structural Works in Roof Trusses etc. using joists, channels & angles of specifed section weighing less than 22.5kg/m Page 99 Item I(II) /P-84/13rd corri | Item56 | 12 | MT | 73761 |  |  | Excess(+) | 1 | Full Conversion | INR | [40 empty] | #VALUE! | #VALUE! | #VALUE! | 1.01 | Supplying, Conveying and fixing spls. Including eart | item1 | 123.223 | Nos
22.16 | "M.S. structural works in roof trusses with tubular sections conforming to IS: 806-1968 & IS: 1161- 1998 connected to one another with bracket, gusset cleats as per design, direction of Engineer-in-charge complete including cutting to requisite size, fabrication with necessary metal arc welding conforming to IS: 816-1969 & IS: 9595 using electrodes of approved make and brand conforming to IS:814- 2004, haulage, hoisting and erection all complete. The rate includes the cost of rolled steel section, consumables such as electrodes, gas and hire charge of all tools and plants and labour reqired for the work including all incidental chages such as electricity charges, labour insurance charges etc. Payment to be made on the basis of calculated weight of structural tubular memebrs as specified in relevent IS code in finished work. Payment for gusset, bracket, cleat may be made by adding the actual weight of such items with weight of finished structural members. The rates are considered for a height of erection 8 m. / 2nd floor level from the ground. Add 1.5 % extra over the rate for each additional floor or 4m. beyond the initial 8 m. or part thereof." | Item57 | [52 empty] | 1.01 | Supplying, Conveying and fixing spls. Including eart | item1 | 123.223 | Nos
22.17 | ii) For trusses spanning above 12.00 m and up to 20 .00 m Ref WB PWD SoR section 1 Page 100 Item 2(ii) /P-85/2/3rd corri | Item58 | 6 | MT | 75290 |  |  | Excess(+) | 1 | Full Conversion | INR | [40 empty] | #VALUE! | #VALUE! | #VALUE! | 1.01 | Supplying, Conveying and fixing spls. Including eart | item1 | 123.223 | Nos
23 | STRUCTURAL CONCRETE WORK | Item59 | [52 empty] | 1.01 | Supplying, Conveying and fixing spls. Including eart | item1 | 123.223 | Nos
23.01 | Earth work in excavation of foundation trenches or drains, in all sorts of soil (including mixed soil but excluding laterite or sandstone) including removing, spreading or stacking the spoils within a lead of 75 m. as directed. The item includes necessary trimming the sides of trenches, levelling, dressing and ramming the bottom, bailing out water as required complete. Ref WB PWD SoR section 1 Page 1 Item 2(a) | Item60 | [52 empty] | 1.01 | Supplying, Conveying and fixing spls. Including eart | item1 | 123.223 | Nos
23.02 | a) Depth of excavation not exceeding 1.5m | Item61 | 685 | %cuM | 11927 |  |  | Excess(+) | 1 | Full Conversion | INR | [40 empty] | #VALUE! | #VALUE! | #VALUE! | 1.01 | Supplying, Conveying and fixing spls. Including eart | item1 | 123.223 | Nos
23.03 | Earthwork in filling in foundation trenches or plinth with good earth, in layers not exceeding 150 mm. including watering and ramming etc. layer by layer complete. (Payment to be made on the basis of measurement of finished quantity of work) Ref WB PWD SoR section 1 Page 1 Item 3(a) | Item62 | [52 empty] | 1.01 | Supplying, Conveying and fixing spls. Including eart | item1 | 123.223 | Nos
23.04 | a) With earth obtained from excavation of foundation | Item63 | 460 | %cuM | 7754 |  |  | Excess(+) | 1 | Full Conversion | INR | [40 empty] | #VALUE! | #VALUE! | #VALUE! | 1.01 | Supplying, Conveying and fixing spls. Including eart | item1 | 123.223 | Nos
23.05 | Filling in foundation or plinth by silver sand in layers not exceeding 150 mm as directed and consolidating the same by thorough saturation with water, ramming complete including the cost of supply of sand. (Payment to be made on measurement of finished quantity) Ref WB PWD SoR section 1 Page 2 Item 4(A) | Item64 | 890 | %cuM | 93621 |  |  | Excess(+) | 1 | Full Conversion | INR | [40 empty] | #VALUE! | #VALUE! | #VALUE! | 1.01 | Supplying, Conveying and fixing spls. Including eart | item1 | 123.223 | Nos
23.06 | Supplying and laying Polythene Sheet (150gm / sq.m.) over damp proof course or below flooring or roof terracing or in foundation or in foundation trenches. Ref SoR PWD WB version 2017 Page 47 Item 3 | Item65 | 1525 | SqM | 24 |  |  | Excess(+) | 1 | Full Conversion | INR | [40 empty] | #VALUE! | #VALUE! | #VALUE! | 1.01 | Supplying, Conveying and fixing spls. Including eart | item1 | 123.223 | Nos
23.07 | Single Brick Flat Soling of picked jhama bricks including ramming and dressing bed to proper level and filling joints with local sand. Ref SoR PWD WB version 2017 Page 14 Item 1/3rd corri | Item66 | 1555 | sqM | 361 |  |  | Excess(+) | 1 | Full Conversion | INR | [40 empty] | #VALUE! | #VALUE! | #VALUE! | 1.01 | Supplying, Conveying and fixing spls. Including eart | item1 | 123.223 | Nos
23.08 | Cement concrete with graded jhama khoa (30 mm size) excluding shuttering, in ground floor and foundation. (a) 1:3:6 proportion Ref WB PWD SoR section 1 item(C)-B-1 Ref SoR PWD WB version 2017 Page 34 Item-22A(a)/ P-17-18/45/3rd corri | Item67 | 64 | cuM | 5375.93 |  |  | Excess(+) | 1 | Full Conversion | INR | [40 empty] | #VALUE! | #VALUE! | #VALUE! | 1.01 | Supplying, Conveying and fixing spls. Including eart | item1 | 123.223 | Nos
23.09 | Controlled Cement concrete with well graded stone chips (20 mm nominal size) excluding shuttering and reinforcement with complete design of concrete as per IS : 456 and relevant special publications, submission of job mix formula after preliminary mix design after testing of concrete cubes as per direction of Engineer-in charge. Consumption of cement will not be less than 300 Kg of cement with Super plasticiser per cubic meter of controlled concrete but actual consumption will be determined on the basis of preliminary test and job mix foumula. In ground floor and foundation. [using concrete mixture] (b) M 25 Grade PAKUR VARIETY Ref WB PWD SoR section 1 Page 25 Item 6(i) | Item68 | [52 empty] | 1.01 | Supplying, Conveying and fixing spls. Including eart | item1 | 123.223 | Nos
23.1 | Supplying readymix concrete of M25 Grade with well graded stone chips of 20 mm nominal size containing designed quantity of cement per cuM of wet concrete produced in computerised batching plant under controlled condition using approved super plastisizer, designing concrete mix following I.S. 10262 and I.S. 456, transporting the mix with agitation in transit mixer to work site depositing the mix on a platform erected for the purpose at required levels of concreting and then placing the mix in its final location of form work compacting and curing the same complete as per specification & direction of the Engineer-in-charge including computerised batching plant transit mixer with all accessories vibrators etc. inclusive of all other incidental charges in this connection complete but excluding cost of hire charge of platform and its supporting staging which would be paid through separate item. [cement to be supplied by the Manufacturer/ supplier] In Ground Floor and foundation ii) With approved concrete pump Ref WB PWD SoR section 1 Page 31 Item 18 (ii) | Item69 | 1018 | cuM | 7482.01 |  |  | Excess(+) | 1 | Full Conversion | INR | [40 empty] | #VALUE! | #VALUE! | #VALUE! | 1.01 | Supplying, Conveying and fixing spls. Including eart | item1 | 123.223 | Nos
23.11 | Hire and labour charges for shuttering with centering and necessary staging upto 4 m using approved stout props and thick hard wood planks of approved thickness with required bracing for concrete slabs, beams and columns, lintels curved or straight including fitting, fixing and striking out after completion of works (upto roof of ground floor) Ref WB PWD SoR section 1 item(C)-B-36 | Item70 | [52 empty] | 1.01 | Supplying, Conveying and fixing spls. Including eart | item1 | 123.223 | Nos
23.12 | 25 mm to 30 mm shuttering without staging in foundation Sqm 45.00 369.00 Page 42 Item 36 (f) | Item71 | 576 | sqM | 209 |  |  | Excess(+) | 1 | Full Conversion | INR | [40 empty] | #VALUE! | #VALUE! | #VALUE! | 1.01 | Supplying, Conveying and fixing spls. Including eart | item1 | 123.223 | Nos
23.13 | Steel shuttering with 9 to 12 mm thick approved quality plyboard shuttering in RC work Page 42 Item 36 ( c) | Item72 | 2067 | sqM | 369 |  |  | Excess(+) | 1 | Full Conversion | INR | [40 empty] | #VALUE! | #VALUE! | #VALUE! | 1.01 | Supplying, Conveying and fixing spls. Including eart | item1 | 123.223 | Nos
23.14 | Extra for staging beyond 4 m in any floor (Mode of measurement: area in plan x mean height of staging upto soffit of shuttering above initial 4 m) Page 42 Item 36 (e) | Item73 | 450 | cuM | 61 |  |  | Excess(+) | 1 | Full Conversion | INR | [40 empty] | #VALUE! | #VALUE! | #VALUE! | 1.01 | Supplying, Conveying and fixing spls. Including eart | item1 | 123.223 | Nos
23.15 | Reinforcement for concrete work in all sorts of structures including distribution bars, stirrups, binders etc initial straightening and removal of loose rust (if necessary), cutting to requisite length, hooking and bending to correct shape, placing in proper position and binding with 16 gauge black annealed wire at every intersection, complete as per drawing & direction. Ref WB PWD SoR section 1 Page 44 Item 40 ( a) (i) | Item74 | [52 empty] | 1.01 | Supplying, Conveying and fixing spls. Including eart | item1 | 123.223 | Nos
23.16 | For works in foundation, basement and upto roof of ground floor 1) Tor steel (Fe-415/500), (SAIL/ TATA/ RINL) | Item75 | 107 | MT | 70557.52 |  |  | Excess(+) | 1 | Full Conversion | INR | [40 empty] | #VALUE! | #VALUE! | #VALUE! | 1.01 | Supplying, Conveying and fixing spls. Including eart | item1 | 123.223 | Nos
23.17 | Providing Bored Cast-in-situ M-25 grade R.C.C. pile in position as per specifications in all kinds of soil including cost of boring using drilling mud to stabilize the bore and flushing the bore of excess mud with freshly prepared drilling fluid by using pumps prior to placing concrete by tremie pipe in one continuous operation and including the cost of all materials and labour for placing of concrete and also including the cost of mobilization and hire charges of all equipment necessary for boring, welding of reinforcement cage as necessary and lowering of reinforcement cage, preparation and placing of concrete, including the cost of concrete but excluding the cost of reinforcement and labour for bending binding etc. complete as per Drawing and Technical Specifications and removal of excavated earth with all lifts and lead upto 1000 m. Work to be executed as per IS: 2911 (Part II Sec 2) Ref WB PWD SoR section 1 Page 36 Item 24 ( b) (i) Rate of M-25 Conc = cost of Vol of 1Cum Conc. + Rate as in Schedule= 1*3.14/4*.450^2*1*6649.71+743 = Rs.1800.05/mtr. | Item76 | [52 empty] | 1.01 | Supplying, Conveying and fixing spls. Including eart | item1 | 123.223 | Nos
23.18 | Pile diameter = 450mm Mtr 285.00 1636.00 | Item77 | 1735 | M | 1800.05 |  |  | Excess(+) | 1 | Full Conversion | INR | [40 empty] | #VALUE! | #VALUE! | #VALUE! | 1.01 | Supplying, Conveying and fixing spls. Including eart | item1 | 123.223 | Nos
23.19 | Brick work with 1st class bricks in cement mortar (1:4) (a) In foundation and plinth Ref WB PWD SoR section 1 Page 16 Item 13 (b) | Item78 | 60 | cuM | 5681.96 |  |  | Excess(+) | 1 | Full Conversion | INR | [40 empty] | #VALUE! | #VALUE! | #VALUE! | 1.01 | Supplying, Conveying and fixing spls. Including eart | item1 | 123.223 | Nos
23.2 | ARCHITECTURAL BUILDING WORKS | Item79 | [52 empty] | 1.01 | Supplying, Conveying and fixing spls. Including eart | item1 | 123.223 | Nos
24 | PRE-CONSTRUCTION ANTI-TERMITE TREATMENT & DPC | Item80 | [52 empty] | 1.01 | Supplying, Conveying and fixing spls. Including eart | item1 | 123.223 | Nos
24.01 | Pre-construction Anti-termite treatment. This Item consists of flowing stage. This work shall be carried out as per spection described in 6.2.1, 6.2.2 & 6.4 of code IS -6313 (part -II) 1981. | Item81 | [52 empty] | 1.01 | Supplying, Conveying and fixing spls. Including eart | item1 | 123.223 | Nos
24.02 | Anti termite treatment to bottom surface and the sides (upto a height of 300 mm. from bottom) of the excavation trenches with chemical emulsion by admixing chloropyrofos emulsifiable concentrates (1% concentration) with water by weight at the rate of 5 Litres per SqM area. The work shall be carried out as per specification described in 6.2.1. of code IS-6313 (part -II) 1981. (Mode of measurment will be the plan area of foundation treated.) Ref SoR PWD WB version 2017 Page 5 Item 10( a) | Item82 | 526 | sqM | 93 |  |  | Excess(+) | 1 | Full Conversion | INR | [40 empty] | #VALUE! | #VALUE! | #VALUE! | 1.01 | Supplying, Conveying and fixing spls. Including eart | item1 | 123.223 | Nos
24.03 | Treatment to the back filling of foundation with chemical emulsion by admixing chloropyrofos emulsifiable concentrate (1% concentration) with water by weight at the rate of 7.5 ltr. per SqM of the vertical surface of the substructure of each side of the foundation. The work shall be carried out as per specification as described in para 6.3.1 of code IS-6313 (part-II) 1981 (Mode of measurement will be per SqM of vertical area of foundation treated). Ref SoR PWD WB version 2017 Page 5 Item 10(b) | Item83 | 905 | sqM | 130 |  |  | Excess(+) | 1 | Full Conversion | INR | [40 empty] | #VALUE! | #VALUE! | #VALUE! | 1.01 | Supplying, Conveying and fixing spls. Including eart | item1 | 123.223 | Nos
24.04 | Anti termite treatment to the top surface of the consolidated earth within plinth walls with chemical emulsion by admixing chloropyrofos emulsifiable concentrates (1% concentration) with water by weight at the rate of 5 Litres per SqM of the surface before sand bed or sub-grade is laid. Holes upto 50 mm. to 75 mm. deep at 150 mm. centre to centre both ways shall be made with 12 mm, diameter mild steel rod on the surface to facilitate saturation of the soil with the chemical emulsion. The work shall be carried out as per specification described in para 6.4 of code IS-6313 (part -II) 1981. (Mode of measurment will be per sqM of plan area of plinth treated.) Ref SoR PWD WB version 2017 Page 5 Item 10(c) | Item84 | 1350 | sqM | 110 |  |  | Excess(+) | 1 | Full Conversion | INR | [40 empty] | #VALUE! | #VALUE! | #VALUE! | 1.01 | Supplying, Conveying and fixing spls. Including eart | item1 | 123.223 | Nos
24.05 | 25mm thick damp proof course with cement concrete with stone chips (1:1.5:3) [with graded stone aggregate 10 mm nominal size] and admixture of water proofing compound as per manufacturer's specification followed by two coat of polymer based paint, (1st coat after 4 to 5 days of concrete laying and 2 nd coat just before brick masonry work) as directed (cost of water proofing compound & polymer based paint to be paid separately). Ref SoR PWD WB version 2017 Page 47 Item 2/ P=1/1/3rd | Item85 | 96.5 | sqM | 190 |  |  | Excess(+) | 1 | Full Conversion | INR | [40 empty] | #VALUE! | #VALUE! | #VALUE! | 1.01 | Supplying, Conveying and fixing spls. Including eart | item1 | 123.223 | Nos
24.06 | Applying 2 coats of bonding agent with synthetic multi functional rubber emulsion having adhesive and water proofing properties by mixing with water in proportion (1 bonding agent : 4 water : 6 cement) as per Manufacturer's specification Ref SoR PWD WB version 2017 Page 45 Item 8 (a) | Item86 | 96.5 | sqM | 88 |  |  | Excess(+) | 1 | Full Conversion | INR | [40 empty] | #VALUE! | #VALUE! | #VALUE! | 1.01 | Supplying, Conveying and fixing spls. Including eart | item1 | 123.223 | Nos
25 | BRICKWORK | Item87 | [52 empty] | 1.01 | Supplying, Conveying and fixing spls. Including eart | item1 | 123.223 | Nos
25.01 | Brick work with 1st class modular bricks of size 190mmX 90mmX 90mm | Item88 | [52 empty] | 1.01 | Supplying, Conveying and fixing spls. Including eart | item1 | 123.223 | Nos
25.02 | with cement mortar (1:6) In foundation and plinth Ref SoR PWD WB version 2017 Page 16 Item 13(b) (i)/ P-7/3rd | Item89 | 107 | CuM | 4744.98 |  |  | Excess(+) | 1 | Full Conversion | INR | [40 empty] | #VALUE! | #VALUE! | #VALUE! | 1.01 | Supplying, Conveying and fixing spls. Including eart | item1 | 123.223 | Nos
25.03 | with cement mortar (1:6) In superstructure, ground floor Ref SoR PWD WB version 2017 Page 16Item 13 (b) (ii)/ P-7/3rd | Item90 | 400.5 | CuM | 4866.98 |  |  | Excess(+) | 1 | Full Conversion | INR | [40 empty] | #VALUE! | #VALUE! | #VALUE! | 1.01 | Supplying, Conveying and fixing spls. Including eart | item1 | 123.223 | Nos
25.04 | Extra for using approved H.B netting in every third layer of Item above in GFL Ref SoR PWD WB version 2017 Page 16 Item 18 | Item91 | 785 | SqM | 41 |  |  | Excess(+) | 1 | Full Conversion | INR | [40 empty] | #VALUE! | #VALUE! | #VALUE! | 1.01 | Supplying, Conveying and fixing spls. Including eart | item1 | 123.223 | Nos
25.05 | Extra Labour for brick for string course and set square brick work, brackets and similar other projection brick works to be paid in respective item. Ref SoR PWD WB version 2017 Page 15 Item 11 | Item92 | 355 | sqM | 251 |  |  | Excess(+) | 1 | Full Conversion | INR | [40 empty] | #VALUE! | #VALUE! | #VALUE! | 1.01 | Supplying, Conveying and fixing spls. Including eart | item1 | 123.223 | Nos
25.06 | Rule pointing to brickwork in cement mortar (1:4) including raking out joints & top finishing. Ref SoR PWD WB version 2017 Page 191 Item 11/ P-53/9/3rd corr | Item93 | 2265 | sqM | 82 |  |  | Excess(+) | 1 | Full Conversion | INR | [40 empty] | #VALUE! | #VALUE! | #VALUE! | 1.01 | Supplying, Conveying and fixing spls. Including eart | item1 | 123.223 | Nos
26 | CONCRETE WORKS | Item94 | [52 empty] | 1.01 | Supplying, Conveying and fixing spls. Including eart | item1 | 123.223 | Nos
26.01 | Ordinary Cement concrete (mix 1: 2: 4) with graded stone aggregate (20 mm nominal size) and reinforcement as specified excluding shuttering and reinforcement, if any, in ground floor as per relevant IS codes. | Item95 | [52 empty] | 1.01 | Supplying, Conveying and fixing spls. Including eart | item1 | 123.223 | Nos
26.02 | Pakur Variety Ref SoR PWD WB version 2017 Page 24 Item 4(a)/P-10/27/3rd Corr | Item96 | 170 | CuM | 5597.49 |  |  | Excess(+) | 1 | Full Conversion | INR | [40 empty] | #VALUE! | #VALUE! | #VALUE! | 1.01 | Supplying, Conveying and fixing spls. Including eart | item1 | 123.223 | Nos
27 | WALL DRESSING | Item97 | [52 empty] | 1.01 | Supplying, Conveying and fixing spls. Including eart | item1 | 123.223 | Nos
27.01 | Plaster to CEILING with sand and cement mortar including rounding off or chamfering corners as directed and raking out joints including throating, nosing and drip course, scaffolding/staging where necessary (Ground floor).[Excluding cost of chipping over concrete surface] (ii) With 1:4 cement mortar c) 10 mm thick plaster Ref SoR PWD WB version 2017 Page 189 Item 1 (ii) (c) /P-50/1/3rd corr | Item98 | 875 | SqM | 133 |  |  | Excess(+) | 1 | Full Conversion | INR | [40 empty] | #VALUE! | #VALUE! | #VALUE! | 1.01 | Supplying, Conveying and fixing spls. Including eart | item1 | 123.223 | Nos
27.02 | Plaster to INTERNAL wall with sand and cement mortar including rounding off or chamfering corners as directed and raking out joints including throating, nosing and drip course, scaffolding/staging where necessary (Ground floor).[Excluding cost of chipping over concrete surface] ii) With 1:4 cement mortar (b) 15 mm thick plaster Ref SoR PWD WB version 2017 Page 189 Item 1 (ii) (c) /P-50/1/3rd corr | Item99 | 3810 | SqM | 167 |  |  | Excess(+) | 1 | Full Conversion | INR | [40 empty] | #VALUE! | #VALUE! | #VALUE! | 1.01 | Supplying, Conveying and fixing spls. Including eart | item1 | 123.223 | Nos
27.03 | Plaster to EXTERNAL wall with sand and cement mortar including rounding off or chamfering corners as directed and raking out joints including throating, nosing and drip course, scaffolding/staging where necessary (Ground floor). [Excluding cost of chipping over concrete surface] i) With 1: 6 cement mortar (b) 20 mm thick plaster Ref SoR PWD WB version 2017 Page 189 Item 1 (i) (b)/P-50/1/3rd corr | Item100 | 282 | SqM | 175 |  |  | Excess(+) | 1 | Full Conversion | INR | [40 empty] | #VALUE! | #VALUE! | #VALUE! | 1.01 | Supplying, Conveying and fixing spls. Including eart | item1 | 123.223 | Nos
27.04 | Neat cement punning about 1.5mm thick in wall, dado, window sill, floor etc. NOTE: Cement 0.152 cu.m per 100 sq.m. Ref SoR PWD WB version 2017 Page 192 Item 15 | Item101 | 75 | SqM | 34 |  |  | Excess(+) | 1 | Full Conversion | INR | [40 empty] | #VALUE! | #VALUE! | #VALUE! | 1.01 | Supplying, Conveying and fixing spls. Including eart | item1 | 123.223 | Nos
28 | DOORS AND WINDOWS | Item102 | [52 empty] | 1.01 | Supplying, Conveying and fixing spls. Including eart | item1 | 123.223 | Nos
28.01 | Partly glazed partly panelled or fully glazed single leaf alunminium swing door made of extruded and annodized alloy aluminium sections, fabrication including cutting to proper shape and size, drilling and aligning, fitted with heavy duty hydraulic action floor sping placed in the floor with mending damages,with top pin assembly of approve make and brand, fitted with in built locking arrangement, flush bolt, glazing clips and all other necessary fittings, fixtures, adhesives and joineries, cutting glass of approved make to requisite shape and size fitting with dry set neoprene or EPDM gasketing, cutting to requisite shape and size panel board (prelaminated particle block) fixing them with glazing clips as per drawing, specification and direction of Engineer in charge. The rate includes the hire charge of all tools and plants, adhesive, joineries such as screw, cleat angle etc. but excluding the cost of extruded alumium sections, glass, panel boards neoprene / EPDM gasket, locking arrangement, weather gasket / wool pile, floor spring, top pin, handle, tower bolt, glazing clips etc. (10% rate reduction has to be made for Swing doors or partitions where floor sping is not used. 10% enhancement of rate is to be made where door frame of extruded aluminium sections has to be fitted and fixed to masonry wall. 5% rate enhencement may be allowed for double leaf swing door. Payment shall be made for the shutter area only exept where door frame is fixed the entire opening shall be taken to consideration.Payment for door frame sections are to be paid seperately). Ref SoR PWD WB version 2017 Page 240 Item 2(B) | Item103 | 103 | SqM | 1281 |  |  | Excess(+) | 1 | Full Conversion | INR | [40 empty] | #VALUE! | #VALUE! | #VALUE! | 1.01 | Supplying, Conveying and fixing spls. Including eart | item1 | 123.223 | Nos
28.02 | Providing and fixing of factory made uPVC casement window (White Colour) (U value=1.9-1.3 W/m 2 K, flame resistant, self extinguishing, lead free) comprising uPVC multi-chambered frame, Sash, & Mullion with having wall thickness of 2.3 mm (±0.2 mm) duly reinforced with G.I. section 1.6 mm (±0.2 mm) made from roll forming process of required length. All corners of frame and sash will be fusion welded. mullion (if required) shall be also fusion welded including drilling of holes for fixing hardware's, uPVC extruded glazing beads of appropriate dimension, EPDM gasket, G.I fasteners 100 x 8 mm size for fixing frame to finished wall, plastic packers, plastic caps and necessary stainless steel screws etc. shall be provided in all frame, sash & mullion, wherever necessary. Thereafter, 5 mm clear annealed glass shall be provided in the sash with the help of uPVC glazing bead and hardware, i.e., stainless steel (SS 304 grade) friction hinges & zinc alloy (white powder coated) casement handles (in window) & 3D Hinges & Multipoint Lock (in door) shall be provided. Window frame shall be fixed to the wall with 100mm long and 8mm dia. Fasteners and after fixing frame the gap between frame and adjacent finished wall shall be filled with weather proof silicon sealant over backer rod of required size, of approved quality complete in all respect as per approved drawing & direction of Engineer-In- Charge. (Note: Profile manufacturer & Window Manufacturer must be one & same, Only manufacturer Waranty is aceptable) a) Casement Window frame of size 65 x 58 mm & Sash / Mullion of size 65 x 80 mm (Window Height above 1200 mm or Building height above 18 mtr )both having wall thickness of 2.3 ± 0.2 mm Ref SoR PWD WB version 2017 Page 297 Item 26 (a)( ii) | Item104 | 55 | SqM | 9980 |  |  | Excess(+) | 1 | Full Conversion | INR | [40 empty] | #VALUE! | #VALUE! | #VALUE! | 1.01 | Supplying, Conveying and fixing spls. Including eart | item1 | 123.223 | Nos
28.03 | Providing and fixing of factory made uPVC Louver window (White Colour) (U value=1.9-1.3 W/m 2 K, flame resistant, self extinguishing, lead free) comprising of uPVC multi-chambered with wall thickness of 2.3mm (±0.2 mm ) duly reinforced with 1.6 mm (±0.2 mm) thick G. I. Section made from roll forming process of required length (shape & size according to uPVC profile). Profile of frame & sash shall be mitred cut and fusion welded at all corners, mullion (if required) shall be also fusion welded including drilling of holes for fixing hardware's and drainage of water etc. Both vertical sides of the frame, adjustable louver mechanism having one lever shall be fitted with the provision of 4 mm glass. Window frame will be fixed to the wall with 100mm long and 8mm dia for fixing frame to finished wall, plastic packers, plastic caps and necessary stainless steel screws etc. Fasteners and after fixing frame the gap between frame and adjacent finished wall shall be filled with weather proof silicon sealant over backer rod of required size, of approved quality complete in all respect as per as per approved drawing & direction of Engineer-in-Charge. (Note: Profile manufacturer & Window Manufacturer must be one & same, Only manufacturer Waranty is aceptable) a) Louver Window with provision of Exhaust Fan frame of size 67 x 62 mm & Sash / Mullion of size 67 x 78 mm both having wall thickness of 2.3 ± 0.2 mm Ref SoR PWD WB version 2017 Page 298 Item 27 | Item105 | 12.7 | SqM | 7149 |  |  | Excess(+) | 1 | Full Conversion | INR | [40 empty] | #VALUE! | #VALUE! | #VALUE! | 1.01 | Supplying, Conveying and fixing spls. Including eart | item1 | 123.223 | Nos
28.04 | Providing and fixing of factory made uPVC Sliding Door (White Colour) complete, (U value = 1.9-1.3 W/m 2 K, flame resistant, self extinguishing, lead free) comprising uPVC multi-chambered frame having in-built uPVC roller track on top and uPVC sash extruded profiles with wall thickness of 2.3mm (±0.2 mm) duly reinforced with G.I. section 1.6 mm (±0.2 mm), made from roll forming process of required length (shape & size according to uPVC profile) wherever required. Profile of frame & sash shall be mitred cut and fusion welded at all corners, including drilling of holes for fixing hardware's and drainage of water etc. After placing 5 mm Clear Annealed glass in the sash, appropriate dimension uPVC extruded glazing bead, uPVC extruded interlock and uPVC extruded Inline sash adaptor (if required), EPDM gasket, wool pile, zinc alloy (white powder coated) handle with key on one side of extreme panels along with zinc plated mild steel multi point locking having transmission gear with keeps and stainless steel (SS 304 grade) body with adjustable double nylon rollers (weight bearing capacity to be 120 kg). Door frame will be fixed to the wall with 100mm long and 8mm dia. fasteners and necessary stainless steel screws etc. After fixing frame the gap between frame and adjacent finished wall shall be filled with weather proof silicon sealant over backer rod of required size, of approved quality complete in all respect as per approved drawing & direction of Engineerin- Charge. (Note: Profile manufacturer & Door Manufacturer must be one & same, Only manufacturer Waranty is aceptable) a) 2 Track 2 Sash door frame of size 67 x 54 mm & Sash of size 85 x 47 mm both having wall thickness of 2.3 ± 0.2 mm. Ref SoR PWD WB version 2017 Page 295 Item 25 | Item106 | 90 | SqM | 6512 |  |  | Excess(+) | 1 | Full Conversion | INR | [40 empty] | #VALUE! | #VALUE! | #VALUE! | 1.01 | Supplying, Conveying and fixing spls. Including eart | item1 | 123.223 | Nos
29 | DECORATIVE METALWORK | Item107 | [52 empty] | 1.01 | Supplying, Conveying and fixing spls. Including eart | item1 | 123.223 | Nos
29.01 | M.S. gate of Jail type as per approved design made of strong M.S. frame work, intermediate stiffeners and round / square bars or angles. M.S. sheet (not less than 14 gauge) gussets, cleats etc. including necessary riveting, bolting, welding, locking and hanging arrangements, fitting and fixing complete as per direction of the Engineer-in -charge. | Item108 | [52 empty] | 1.01 | Supplying, Conveying and fixing spls. Including eart | item1 | 123.223 | Nos
29.02 | In ground floor Ref SoR PWD WB version 2017 Page 105 Item 16/P-91/13/3rd corr | Item109 | 15 | QntL | 10090 |  |  | Excess(+) | 1 | Full Conversion | INR | [40 empty] | #VALUE! | #VALUE! | #VALUE! | 1.01 | Supplying, Conveying and fixing spls. Including eart | item1 | 123.223 | Nos
29.03 | Locking arrangement for Jail type doors including supplying fitting and fixing in position complete as per approved design. Ref SoR PWD WB version 2017 Page 105 Item 17/P-92/14/3rd corri | Item110 | 100 | Kg | 409 |  |  | Excess(+) | 1 | Full Conversion | INR | [40 empty] | #VALUE! | #VALUE! | #VALUE! | 1.01 | Supplying, Conveying and fixing spls. Including eart | item1 | 123.223 | Nos
29.04 | MS works in brackets made from flats, angles, tees etc. to sizes specialy bent, twisted, forged; making holes drilled and fitted with necessary bolts, baseplates, nuts, washer or screws etc. (length of straight not less than 230 mm) Ref SoR PWD WB version 2017 Page 103 Item 8/P-89/6/3rd corr | Item111 | 27 | QntL | 9984 |  |  | Excess(+) | 1 | Full Conversion | INR | [40 empty] | #VALUE! | #VALUE! | #VALUE! | 1.01 | Supplying, Conveying and fixing spls. Including eart | item1 | 123.223 | Nos
29.05 | 19 b) Supplying fitting and fixing steel rolling grills link type, shutter with 18 B.G .of approved type steel to the section 75mm wide, fitted with coil wire spring to necessiate the fitting of required Nos. of C.I. Pulleys on heavy type solid drawn seamless steel tube complete with locking arrangements both inside and outside specially built up side guide channels including providing a hood for the steel rolling shutter in the room, painting two coats of approved aluminium paint over a coat of red lead primer complete. Ref SoR PWD WB version 2017 Section 1 - iTEM 19 (b) pAGE 107/P-93/16 | Item112 | 145 | SqM | 4282 |  |  | Excess(+) | 1 | Full Conversion | INR | [40 empty] | #VALUE! | #VALUE! | #VALUE! | 1.01 | Supplying, Conveying and fixing spls. Including eart | item1 | 123.223 | Nos
30 | PAINT & POLISH | Item113 | [52 empty] | 1.01 | Supplying, Conveying and fixing spls. Including eart | item1 | 123.223 | Nos
30.01 | Priming single coat on decorative steel surface with synthetic oil bound primer of approved make and brand including smoothening the surface by sand papering etc. Ref SoR PWD WB version 2017 Page 200 Item 1 (a) | Item114 | 600 | SqM | 29 |  |  | Excess(+) | 1 | Full Conversion | INR | [40 empty] | #VALUE! | #VALUE! | #VALUE! | 1.01 | Supplying, Conveying and fixing spls. Including eart | item1 | 123.223 | Nos
30.02 | Priming one coat on timber surface with synthetic oil bound primer of approved quality including smoothening surfaces by sand papering etc. Ref SoR PWD WB version 2017 Page 200 Item 1 (b) | Item115 | 30 | SqM | 38 |  |  | Excess(+) | 1 | Full Conversion | INR | [40 empty] | #VALUE! | #VALUE! | #VALUE! | 1.01 | Supplying, Conveying and fixing spls. Including eart | item1 | 123.223 | Nos
30.03 | Rendering the Surface of walls and ceiling with White Cement base WATER PROOF wall putty of approved make & brand.(1.5 mm thick) Ref SoR PWD WB version 2017 Page 198 Item 5 | Item116 | 3920 | SqM | 122 |  |  | Excess(+) | 1 | Full Conversion | INR | [40 empty] | #VALUE! | #VALUE! | #VALUE! | 1.01 | Supplying, Conveying and fixing spls. Including eart | item1 | 123.223 | Nos
30.04 | Applying Interior grade Acrylic Primer of approved quality and brand on plastered or concrete surface old or new surface to receive Distemper/ Acrylic emulsion paint including scraping and preparing the surface throughly, complete as per manufacturer's specification and as per direction of the EIC. (In Ground Floor) (a) One Coats i) Water based interior grade Acrylic Primer Ref SoR PWD WB version 2017 Page 195 Item 7 (a)(i) | Item117 | 3920 | %SqM | 3080 |  |  | Excess(+) | 1 | Full Conversion | INR | [40 empty] | #VALUE! | #VALUE! | #VALUE! | 1.01 | Supplying, Conveying and fixing spls. Including eart | item1 | 123.223 | Nos
30.05 | Painting with best quality synthetic enamel paint of approved make and brand including smoothening surface by sand papering etc. including using of approved putty etc. on the surface, if necessary. | Item118 | [52 empty] | 1.01 | Supplying, Conveying and fixing spls. Including eart | item1 | 123.223 | Nos
30.06 | On steel or other metal surface : With other than hi-gloss of approved quality Two coats (with any shade except white) Ref SoR PWD WB version 2017 Page 201 Item 2(A)(b) (iv) | Item119 | 599 | SqM | 72 |  |  | Excess(+) | 1 | Full Conversion | INR | [40 empty] | #VALUE! | #VALUE! | #VALUE! | 1.01 | Supplying, Conveying and fixing spls. Including eart | item1 | 123.223 | Nos
30.07 | Applying Acrylic Emulsion Paint of approved make and brand on walls and ceiling including sand papering in intermediate coats including putty (to be done under specific instruction of Superintending Engineer) : (Two coats) Luxury Quality Ref SoR PWD WB version 2017 Page 201 Item 4(ii) | Item120 | 3920 | SqM | 70 |  |  | Excess(+) | 1 | Full Conversion | INR | [40 empty] | #VALUE! | #VALUE! | #VALUE! | 1.01 | Supplying, Conveying and fixing spls. Including eart | item1 | 123.223 | Nos
31 | FLOORING, DADO & STONEWORK | Item121 | [52 empty] | 1.01 | Supplying, Conveying and fixing spls. Including eart | item1 | 123.223 | Nos
31.01 | Supplying, fitting & fixing granite slabs 15mm to 18 mm. thick with uniform texture & without decorative veins in columns, wall, facia,rise etc. with 15 mm thick [avg] cement mortar (1:2) including making suitable arrangements to hold the stones properly by brass / copper hooks including pointing in cement mortar (1:2) (1 white cement : 2 marble dust) with admixture of pigment matching the stone shades all complete as per direction of the Engineer-in-charge including cost of all materials, labours, scaffolding, staging, curing and roughening of concrete surface complete. [Using cement slurry at back side of granite @ 4.4 kg/sq.m & white cement slurry for joint filling @ 1.8 kg/sq.m] In ground floor Area of each Granite slab above 1.00 Square meter. Ref SoR PWD WB version 2017 Page 63 Item 33(b)/P-34/20/3rd corr | Item122 | 50.5 | SqM | 3182 |  |  | Excess(+) | 1 | Full Conversion | INR | [40 empty] | #VALUE! | #VALUE! | #VALUE! | 1.01 | Supplying, Conveying and fixing spls. Including eart | item1 | 123.223 | Nos
31.02 | Supplying, fitting and fixing Black Stone slab used in Kitchen slab, alcove, wardrobe etc. laid and jointed with necessary adhesive Cement mortar (1:2) including grinding or polishing as per direction of Engineer-in -Charge in Ground Floor. (a) Slab Thickness 20 to 25 mm Ref SoR PWD WB version 2017 Page 53 Item 15(a)/P-26/8/3rd corri | Item123 | 40 | SqM | 643 |  |  | Excess(+) | 1 | Full Conversion | INR | [40 empty] | #VALUE! | #VALUE! | #VALUE! | 1.01 | Supplying, Conveying and fixing spls. Including eart | item1 | 123.223 | Nos
31.03 | Supplying, fitting & fixing 1st quality Ceramic tiles in walls and floor fixed with araldite at the back of each tile & finishing the joints with white cement mixed with colouring oxide if required to match the colour of tiles including roughening of concrete surface, if necessary or by synthetic adhesive & grout materials etc. | Item124 | [52 empty] | 1.01 | Supplying, Conveying and fixing spls. Including eart | item1 | 123.223 | Nos
31.04 | Wall With Sand Cement Mortar (1:3) 15 mm thick & 2 mm thick cement slurry at back side of tiles using cement @ 2.91 Kg/Sq.m & joint filling using white cement slurry @ 0.20kg/Sq.m. (a) Area of each tile upto 0.09 Sq.m (i) Coloured decorative Ref SoR PWD WB version 2017 Page 64 Item 35(B) (a)(i) | Item125 | 455 | SqM | 757 |  |  | Excess(+) | 1 | Full Conversion | INR | [40 empty] | #VALUE! | #VALUE! | #VALUE! | 1.01 | Supplying, Conveying and fixing spls. Including eart | item1 | 123.223 | Nos
31.05 | Supplying and laying (inToilets and Kitchen) true to line and level Anti-Skid, Full Body, Homogeneous & Granular finish Vitrified Tiles conforming to IS:15622-2006 & IS 4457-2007 and testing shall be made in accordance with IS:13630 [Non- modular sizes for tiles with Skid resistance > 0.5, Mohr's hardness > 5.0, Staining resistance: Class-1, Water Absorption: E < 0.5%], MOR > 35 N/sq.mm in Internal area of building e.g. Toilet Block, Passage, Corridor, Accessible Open Terrace etc. set in 20 mm sand cement mortar (1:4) and 2 mm thick cement slurry at back side of tiles using cement @ 2.91 Kg./Sqm or using Polymerised Adhesive (6 mm thick layer applied directly over finished artificial stone floor/ Mosaic etc without any backing course) laid after application slurry using 1.75 Kg of cement per Sqm below mortar only, joints grouted with admixture of white cement and colouring pigment to match with colour of tiles/ epoxy grout materials of approved make as directed and removal of wax coating of top surface of tiles with warm water and polishing the tiles using soft and dry cloth upto mirror finish complete including the cost of materials, labour and all other incidental charges complete true to the manufacturer's specification and direction of Engineer-in-Charge. (White cement, synthetic adhesive and grout material to be supplied by the contractor). In Ground Floor: Sizes-600 mm x600mm x10 mm with breaking strength > 1500 N Ref SoR PWD WB version 2017 Page 280 Item 1(b)/P-80/1/3rd corr | Item126 | 200 | SqM | 1589 |  |  | Excess(+) | 1 | Full Conversion | INR | [40 empty] | #VALUE! | #VALUE! | #VALUE! | 1.01 | Supplying, Conveying and fixing spls. Including eart | item1 | 123.223 | Nos
31.06 | Supplying and laying true to line and level Double Charge Vitrified Tiles of approved brandconforming to IS 15622: 2006 (Group B I a) and tested as per IS 13630:2006 (relevant parts) [Non-modular sizes for tiles with Water Absorption (av.) ≤ 0.08 %] in floor, skirting etc. set in 20 mm thick sand cement mortar (1:4) bed prepared after application of slurry using 1.75Kg of cement per Sqm over the base and 2mm thick cement slurry using cement @2.91Kg./sqm at the back side of the tiles and laid over the mortar bed using 0.2 kg/sqm of White cement used for joint filling with approved pigment as directed and removal of wax coating of top surface of tiles with warm water and polishing the tiles using soft and dry cloth upto mirror finish complete including the cost of materials,Iabour and all other incidental charges complete true to the manufacturer's specification and direction of Engineer-in-Charge. (Note: This work should not be executed without specific permission of Superintending Engineer)ln Ground FIoor:(size not Iess than 800mmX 800 mm X 10.2 mm thick) Ref SoR PWD WB version 2017 Page 70Item 42(b)/P=36/24/3rd corri | Item127 | 430 | SqM | 2541 |  |  | Excess(+) | 1 | Full Conversion | INR | [40 empty] | #VALUE! | #VALUE! | #VALUE! | 1.01 | Supplying, Conveying and fixing spls. Including eart | item1 | 123.223 | Nos
31.07 | Supplying, fitting & fixing Glass mosaic tiles in GALLERY at finished plain wall surface of size 20 mm x 20 mm x 4 mm in all colour, design, fixing in customize design as per direction of Engineer in Charge. The glass mosaic tiles to be fixed on the wall surface with the help of approved adhesive applied at the rate of 2.5 kg per sqm and grouting of the same. The rate is inclusive of all operation, material and required pattern approved by Engineer-in-Charge. [At Ground Floor] Mural aligned/ CAD Design Type Ref SoR PWD WB version 2017 Page 67 Item 38(iii) | Item128 | 25 | SqM | 3614 |  |  | Excess(+) | 1 | Full Conversion | INR | [40 empty] | #VALUE! | #VALUE! | #VALUE! | 1.01 | Supplying, Conveying and fixing spls. Including eart | item1 | 123.223 | Nos
31.08 | GALLERY FLOOR: Supplying and laying true to line and level Tactile Finish Scratch resistant, Neutral to UV rays,Non-fade, High Slip Resistant Full Body Vitrified Tiles conforming to IS:15622-2006 & IS :4457- 2007 and tested in accordance with IS:13630 [Non- modular sizes for tiles with Skid resistance: 0.6, Mohr's hardness > 7.0, Staining resistance: Class-1, Water Absorption E < 0.5%], MOR > 38N/sq.mm & Breaking strength > 4000 N for Outdoor area of building e. g. Driveway, Pathway, Pavements, Parking lots, Sloping ramps, Entrance lobbies, Patios, Portico, swimming pool enclosure, Bus Passenger Shed & directing visually impaired persons, set over necessary underlay and 2 mm thick cement slurry at back side of tiles using cement @ 2.91 Kg./Sqm, joints grouted with admixture of white cement and colouring pigment to match with colour of tiles and removal of wax coating of top surface of tiles with warm water and cleaning the tiles using soft and dry cloth complete including the cost of materials, labour and all other incidental charges complete including backside slurry but excluding the cost of underlay and true to the manufacturer's specification and direction of Engineer-in-Charge. In Ground Floor: Sizes-300 mm x 300 mm x15 mm Ref SoR PWD WB version 2017 Page 282 Item 3 | Item129 | 135 | SqM | 1768 |  |  | Excess(+) | 1 | Full Conversion | INR | [40 empty] | #VALUE! | #VALUE! | #VALUE! | 1.01 | Supplying, Conveying and fixing spls. Including eart | item1 | 123.223 | Nos
31.09 | GALLERY FLOOR: Supplying, fitting and fixing 8mm thick Laminated wooden Flooring Work conforming to EN13329:2006 with plank size not Iess than 1200mmX 190 mm (with unilin/tongue-groove locking arrangement) having 0.2mm thk top abrasive layer over a decorative layer followed by a High-density fibreboard (HDF) having density > 940 kg/m3 substrate core over a rasin saturated backing layer and installing through unilin or tongue- groove system (having locking strength not less than 1000 kg/m) over a 2 mm thk underlayer polyurethene foam on polythene sheet 250 micron, over a smooth, flat, hard subfloor free from moisture (< 8%), grease etc. complete in all respect with requisite accessories like end profile, transition profile, reducer 'T' profile etc. wherever required and preparation of base including all other incidental works as per direction & satisfaction of Engineer in charge. Cost of Laminate Floor Accessories only (Skirting,End edge, T- moulding,Reducer )shall have to be added separately, wherever required. (Note: This work should not be executed without specific permission of Superintending Engineer). ln Ground FIoor: Category: High Footfall ; Class- 23;Abrasion resistance:-AC4 Thk on Swelling:- < 15% ;Impact resistance:- IC 2 Ref SoR PWD WB version 2017 Page 72 Item 44 | Item130 | 135 | SqM | 1275 |  |  | Excess(+) | 1 | Full Conversion | INR | [40 empty] | #VALUE! | #VALUE! | #VALUE! | 1.01 | Supplying, Conveying and fixing spls. Including eart | item1 | 123.223 | Nos
31.1 | GALLERY FLOOR: Supplying Laminate Floor Accessories (Skirting, End edge, Tmoulding, Reducer ) to 8mm thick Laminated wooden Flooring Work conforming to EN13329:2006 with plank size not Iess than 1200mmX 190 mm (with unilin/tongue-groove locking arrangement) having 0.2mm thk top abrasive layer over a decorative layer followed by a High-density fibreboard (HDF) having density > 840 kg/m3 substrate core over a rasin saturated backing layer and installing through unilin or tongue- groove system (having locking strength not less than 1000 kg/m) over a 2 mm thk underlayer polyurethene foam on polythene sheet 250 micron, over a smooth, flat, hard subfloor free from moisture (< 8%), grease etc. complete in all respect as per direction & satisfaction of Engineer in charge. Cost of labour charge for fitting & fixing of Laminate Floor Accessories only (Skirting,End edge, T- moulding,Reducer )shall have to be added separately, wherever required. (Note: This work should not be executed without specific permission of Superintending Engineer). ln Ground FIoor: Catagory: Normal/High Footfall Ref SoR PWD WB version 2017 Page 73 Item 45 | Item131 | 25 | sqM | 301 |  |  | Excess(+) | 1 | Full Conversion | INR | [40 empty] | #VALUE! | #VALUE! | #VALUE! | 1.01 | Supplying, Conveying and fixing spls. Including eart | item1 | 123.223 | Nos
31.11 | GALLERY FLOOR: Supplying, fitting & fixing granite tiles 10mm to 12mm. thick in columns, wall, facia etc. with 15 thick [avg] cement mortar (1:2) including making suitable arrangements to hold the stones properly by brass / copper hooks including pointing in cement mortar (1:2) (1 white cement : 2 marble dust) with admixture of pigment matching the stone shades all complete as per direction of the Engineer-in-charge including cost of all materials, labours, scaffolding, staging ,curing and roughening of concrete surface complete. [Using cement slurry at back side of tiles@ 4.4 kg/sq.m & white cement slurry for joint filling @ 1.8 kg/sq.m] Area of each slab upto 0.2 Sq.m Sq. M 1755 Ref SoR PWD WB version 2017 Page 62/P-34/19 /3rd corr SECTION 1 (D) ITEM 31 > ADD 30% EXTRA FOR CUTTING IN 100MM X 100MM COBBLESTONE SHAPE | Item132 | 335 | sqM | 1762 |  |  | Excess(+) | 1 | Full Conversion | INR | [40 empty] | #VALUE! | #VALUE! | #VALUE! | 1.01 | Supplying, Conveying and fixing spls. Including eart | item1 | 123.223 | Nos
31.12 | GALLERY FLOOR: Providing and fixing machine cut, mirror polished, Italian Marble stone (Imported quality, such as Perlato, Bottichino, Crema, Antique Beige, Dark Emperadore, Red Verona, Black Marquino etc.) flooring laid in required pattern in linear portion of the building all complete as per architectual drawings with Italian Marble stone slab laid over 20 mm (average) thick base of cement morter 1:4 (1 cement : 4 coarse sand) laid and jointed with white cement slurry @ 4.4 kg/sqm including pointing with white cement slurry mixed with pigment to match the marble shade including rubbing, curing and polishing etc. all complete as specified and as directed by the Engineer-in-Charge. [This work should not be executed without specific permission of Superintending Engineer] a) Light Beige Colour (such as Perlato, Bottichino, Crema) ii) 20 mm thick Italian Marble stone slab Ref SoR PWD WB version 2017 Page 58 SECTION 1 (D) ITEM 27 /P-30/153rd corr | Item133 | 135 | sqM | 4959 |  |  | Excess(+) | 1 | Full Conversion | INR | [40 empty] | #VALUE! | #VALUE! | #VALUE! | 1.01 | Supplying, Conveying and fixing spls. Including eart | item1 | 123.223 | Nos
31.13 | GALLERY FLOOR: Providing and fixing 10MM thick Sprung-board Timbre flooring from Indian Teak as per design (each panel consisting of 100MM thick single plank, including fitting and fixing the same in position including cost of hinge and other fittings. In ground floor. Market Rate analysis | Item134 | 180 | sqM | 1750 |  |  | Excess(+) | 1 | Full Conversion | INR | [40 empty] | #VALUE! | #VALUE! | #VALUE! | 1.01 | Supplying, Conveying and fixing spls. Including eart | item1 | 123.223 | Nos
31.14 | 18 mm. to 22 mm. thick, kota stone slab set in 20 mm thick (avg) cement mortar (1:4) in floor, stair & lobby including pointing in cement slurry with admixture of pigment matching the stone shade, including grinding & polishing as per direction of Engineer - in - charge to match with the existing work. [Slurry for bedding @ 4.4 kg/Sq.m and pointing @2.0 kg/Sq.m] 1016 Ref SoR PWD WB version 2017 Page 54 SECTION 1 (D) ITEM 17 /P-26/10/3rd corr | Item135 | 35 | sqM | 1024 |  |  | Excess(+) | 1 | Full Conversion | INR | [40 empty] | #VALUE! | #VALUE! | #VALUE! | 1.01 | Supplying, Conveying and fixing spls. Including eart | item1 | 123.223 | Nos
32 | ROOFING | Item136 | [52 empty] | 1.01 | Supplying, Conveying and fixing spls. Including eart | item1 | 123.223 | Nos
32.01 | Supplying, Fitting and fixing Narriah tiles (Khapra) in slope roof over GCI/Plane Sheet roofing or bamboo frame work with necessary side restrain attachment by wooden plank or MS flat, angle, etc including cost of tile, labour complete but excluding cost of GCI/ Plane sheet roofing or bamboo frame work or side restrain work. Ref PWD WB SoR Section 1 (E), P-88/ Item 25 | Item137 | 617 | sqM | 351 |  |  | Excess(+) | 1 | Full Conversion | INR | [40 empty] | #VALUE! | #VALUE! | #VALUE! | 1.01 | Supplying, Conveying and fixing spls. Including eart | item1 | 123.223 | Nos
32.02 | Supplying, Fitting and fixing Narriah tiles (Khapra) Ridging with necessary lapping with side slopes of Narriah tiles roofing including cost of ridging, labour complete but excluding cost of GCI/ Plane sheet roofing or bamboo frame work. Ref PWD WB SoR Section 1 (E), P-88/ Item 25 | Item138 | 162 | sqM | 48 |  |  | Excess(+) | 1 | Full Conversion | INR | [40 empty] | #VALUE! | #VALUE! | #VALUE! | 1.01 | Supplying, Conveying and fixing spls. Including eart | item1 | 123.223 | Nos
32.03 | Supplying, Fitting and fixing 4MM wide 2-cell polycarbonate sheet (make DANPALON or equivalent) over proprietary composite Aluminium Section (50MM to 65MM) based framework necessary with necessary clips, hinges, screws etc, finished with epoxy-based sealant on completion including cost of ridging, labour complete. Market Rate | Item139 | 408 | sqM | 1850 |  |  | Excess(+) | 1 | Full Conversion | INR | [40 empty] | #VALUE! | #VALUE! | #VALUE! | 1.01 | Supplying, Conveying and fixing spls. Including eart | item1 | 123.223 | Nos
32.04 | Providing waterproofing treatment over concrete roof surface (old or new) by the application of two coats of slurry prepared with latex of approved brand, water and cement in the proportion of (LP.W. Cement - 1:4:6) by volume, with brush in a time gap of minimum 4(four) hours to 14(fourteen) hours between the two layers, laying 20mm thick and sand and cement consolidated plaster (1:4) admixed with Plastocrete Super of approved brand 0.2% by weight of cement, laying flat 1st class Brick Bats / Bricks over the mortar keeping a gap of 10-20 mm between two bats, filling the vertical joints with the aforesaid mortar, providing a second layer of 20 mm thick sand and cement plaster (1:4) admixed with Plastocrete Super as above over the brick layer, the top surface of the treatment should be chequered to provide the antistrip property.(Note - the applicator is to be specialised in such type of work as per specification and maintain the I.S.I. Marked of the ingredients of the application. The skilled worker such as Head Mason, Mason, Bhistri, Majdoor should be trained from expert and recognised technical Personal/Institution having affiliated ISO-9001) By 1st Class Brick Bats (cement 29.66 kg/ Sq.m) Ref SoR PWD WB version 2017 Page 89 Item 1(b) | Item140 | 850 | sqM | 679 |  |  | Excess(+) | 1 | Full Conversion | INR | [40 empty] | #VALUE! | #VALUE! | #VALUE! | 1.01 | Supplying, Conveying and fixing spls. Including eart | item1 | 123.223 | Nos
32.05 | SANITARY & PLUMBING (PUBLIC HEALTH ENGINEERING) WORKS | Item141 | [52 empty] | 1.01 | Supplying, Conveying and fixing spls. Including eart | item1 | 123.223 | Nos
33 | WATER TREATMENT PLANT | Item142 | [52 empty] | 1.01 | Supplying, Conveying and fixing spls. Including eart | item1 | 123.223 | Nos
33.01 | Construction of WTC RAW water reservoir of capacity 10,000L by following items | Item143 | [52 empty] | 1.01 | Supplying, Conveying and fixing spls. Including eart | item1 | 123.223 | Nos
33.02 | Earthwork in excavation of foundation trenches in all sorts of soil (including mixed soil but excluding laterite or sandstone) including removing, spreading or stacking the spoils within a lead of 75M as directed. Depth of excavation not exceeding 1500mm. Ref SoR PWD WB version 2017(Building Works) Page 1 Item 2 (a) | Item144 | 0.125 | %cuM | 11927 |  |  | Excess(+) | 1 | Full Conversion | INR | [40 empty] | #VALUE! | #VALUE! | #VALUE! | 1.01 | Supplying, Conveying and fixing spls. Including eart | item1 | 123.223 | Nos
33.03 | Single Brick Flat Soling of picked jhama bricks including ramming and dressing bed to proper level and filling joints with local sand. Ref SoR PWD WB version 2017 Page 14 Item 1/3rd corri | Item145 | 6.25 | SqM | 361 |  |  | Excess(+) | 1 | Full Conversion | INR | [40 empty] | #VALUE! | #VALUE! | #VALUE! | 1.01 | Supplying, Conveying and fixing spls. Including eart | item1 | 123.223 | Nos
33.04 | Ordinary Cement concrete (mix 1:1.5:3) with graded stone chips (20 mm nominal size) excluding shuttering and reinforcement if any, in ground floor as per relevant IS codes. Pakur Variety Ref SoR PWD WB version 2017 Page 111 Item 10(i) | Item146 | 5.875 | CuM | 6144.08 |  |  | Excess(+) | 1 | Full Conversion | INR | [40 empty] | #VALUE! | #VALUE! | #VALUE! | 1.01 | Supplying, Conveying and fixing spls. Including eart | item1 | 123.223 | Nos
33.05 | Reinforcement for reinforced concrete work in all sorts of structures including distribution bars, stirrups, binders etc initial straightening and removal of loose rust (if necessary), cutting to requisite length, hooking and bending to correct shape, placing in proper position and binding with 16 gauge black annealed wire at every intersection, complete as per drawing and direction. For works in foundation and upto roof of ground floor/upto 4 m Tor steel/Mild Steel with SAIL/ TATA/ RINL Ref SoR PWD WB version 2017 Page 44 Item 40 (a) (i) | Item147 | 0.65 | MT | 70557.52 |  |  | Excess(+) | 1 | Full Conversion | INR | [40 empty] | #VALUE! | #VALUE! | #VALUE! | 1.01 | Supplying, Conveying and fixing spls. Including eart | item1 | 123.223 | Nos
33.06 | Hire and labour charges for shuttering with centering and necessary staging upto 4M using approved stout props and thick hardwood planks of approved thickness with required bracing for concrete slabs, beams, columns, lintels curved or straight including fitting, fixing and striking out after completion of works (upto roof of ground FL) Ref SoR PWD WB version 2017 Page 42 Item 36 (a) | Item148 | 20 | SqM | 369 |  |  | Excess(+) | 1 | Full Conversion | INR | [40 empty] | #VALUE! | #VALUE! | #VALUE! | 1.01 | Supplying, Conveying and fixing spls. Including eart | item1 | 123.223 | Nos
33.07 | Supply, Installation, Testing and Commissioning of WTC package for Plant capacity of 10,000L/ HR consisting of: Oxidation Chamber, IR Filter, chemical dozing, and all accessories, fittings, etc (as per Market analysis rate) | Item149 | 1 | LS | 250000 |  |  | Excess(+) | 1 | Full Conversion | INR | [40 empty] | #VALUE! | #VALUE! | #VALUE! | 1.01 | Supplying, Conveying and fixing spls. Including eart | item1 | 123.223 | Nos
34 | CONSTRUCTION OF UNDERGROUND RESERVOIR of capacity 1,00,000 Litres | Item150 | [52 empty] | 1.01 | Supplying, Conveying and fixing spls. Including eart | item1 | 123.223 | Nos
34.01 | Earthwork in excavation of foundation trenches in all sorts of soil (including mixed soil but excluding laterite or sandstone) including removing, spreading or stacking the spoils within a lead of 75M as directed. item includes necessary trimming sides of trenches, levelling, dressing and ramming the bottom, bailing out water etc as required. Depth of excavation not exceeding 1500mm. Ref SoR PWD WB version 2017(Building Works) Page 1 Item 2 (a) | Item151 | 1.7 | %CuM | 11927 |  |  | Excess(+) | 1 | Full Conversion | INR | [40 empty] | #VALUE! | #VALUE! | #VALUE! | 1.01 | Supplying, Conveying and fixing spls. Including eart | item1 | 123.223 | Nos
34.02 | Single Brick Flat Soling of picked jhama bricks including ramming and dressing bed to proper level and filling joints with local sand. Ref SoR PWD WB version 2017 (Building Works) Page 14 Item 1 | Item152 | 70 | SqM | 361 |  |  | Excess(+) | 1 | Full Conversion | INR | [40 empty] | #VALUE! | #VALUE! | #VALUE! | 1.01 | Supplying, Conveying and fixing spls. Including eart | item1 | 123.223 | Nos
34.03 | Ordinary Cement concrete (mix 1:1.5:3) with graded stone chips (20 mm nominal size) excluding shuttering and reinforcement if any, in ground floor as per relevant IS codes. Pakur Variety Ref SoR PWD WB version 2017 Page 26 Item 10(i) | Item153 | 45 | CuM | 6144.08 |  |  | Excess(+) | 1 | Full Conversion | INR | [40 empty] | #VALUE! | #VALUE! | #VALUE! | 1.01 | Supplying, Conveying and fixing spls. Including eart | item1 | 123.223 | Nos
34.04 | Reinforcement for reinforced concrete work in all sorts of structures including distribution bars, stirrups, binders etc initial straightening and removal of loose rust (if necessary), cutting to requisite length, hooking and bending to correct shape, placing in proper position and binding with 16 gauge black annealed wire at every intersection, complete as per drawing and direction. For works in foundation and upto roof of ground floor/upto 4 m Tor steel/Mild Steel with SAIL/ TATA/ RINL Ref SoR PWD WB version 2017 Page 44 Item 40 (a) (i) | Item154 | 5.27 | MT | 70557.52 |  |  | Excess(+) | 1 | Full Conversion | INR | [40 empty] | #VALUE! | #VALUE! | #VALUE! | 1.01 | Supplying, Conveying and fixing spls. Including eart | item1 | 123.223 | Nos
34.05 | Hire and labour charges for shuttering with centering and necessary staging upto 4 m using approved stout props and thick hard wood planks of approved thickness with required bracing for concrete slabs, beams and columns, lintels curved or straight including fitting, fixing and striking out after completion of works (upto roof of ground floor) 25 mm to 30 mm thk wooden shuttering as per decision & direction of E-I-C. Ref SoR PWD WB version 2017 Page 129 Item 40 (a) (i) | Item155 | 186 | SqM | 369 |  |  | Excess(+) | 1 | Full Conversion | INR | [40 empty] | #VALUE! | #VALUE! | #VALUE! | 1.01 | Supplying, Conveying and fixing spls. Including eart | item1 | 123.223 | Nos
35 | WATER SUPPLY | Item156 | [52 empty] | 1.01 | Supplying, Conveying and fixing spls. Including eart | item1 | 123.223 | Nos
35.01 | Supplying, Installation, Testing and Commissining of Water supply submerssible Pump of capacity 5HP (@ 7500L/ HR) of approved brand and make tested | Item157 | 1 | LS | 35000 |  |  | Excess(+) | 1 | Full Conversion | INR | [40 empty] | #VALUE! | #VALUE! | #VALUE! | 1.01 | Supplying, Conveying and fixing spls. Including eart | item1 | 123.223 | Nos
35.02 | Supplying, Installation, Testing and Commissining of Campus Ring Main in position with Galvanized Iron pipe (make: TATA) for underground works with all necessary accessories, specials, viz. sockets, bends, Tees, unions, cross, elbows, nipples, short-piece etc unlusing cost of al materials, jointing materials, cuttings pipes, making threads, cutting trenches upto 1.%M depth below surface in all sorts of soil and refiling the same as directed with 2 coats of paint on GI pipe and spacioius with bituminous paint completge in all respect (payment w.r.t. CL measurement of total pipeline, no separate payment will be made for accessories, specials. Paint for painting to be made separately) Of 100dia MEDIUM QUALITY Ref SoR PWD WB version 2017 Page 3 Item 2 (ix)/ PHE | Item158 | 450 | M | 1006 |  |  | Excess(+) | 1 | Full Conversion | INR | [40 empty] | #VALUE! | #VALUE! | #VALUE! | 1.01 | Supplying, Conveying and fixing spls. Including eart | item1 | 123.223 | Nos
35.03 | Supplying, Installation, Testing and Commissining of SS/ Aluminium Pressure Seal Gate valve (make Audco, L&T, KSB, BHE) Model IBR & Non- IBR, Size 100 MM, conforming to ANSI Class and Rating #900 #1500 #2500, with ends Butt Welded for 100 dia Ring Main (vii) 100 mm dia Market Rate | Item159 | 1 | EacH | 55000 |  |  | Excess(+) | 1 | Full Conversion | INR | [40 empty] | #VALUE! | #VALUE! | #VALUE! | 1.01 | Supplying, Conveying and fixing spls. Including eart | item1 | 123.223 | Nos
35.04 | Supplying, fitting and fixing CPVC (Chlorinated Polyvinyl Chloride) pipes of approved make conforming to IS-15778: 2007 . with all necessary accessories, specials viz. socket, bend, tee, union, cross, elbow, nipple, longscrew, reducing socket, reducing tee, short piece etc. fitted with holder bats clamps, including cutting pipes, fitting, fixing etc. complete in all respect including cost of all necessary fittings as required, jointing materials in any position above ground. (Payment will be made on the centre line measurements of total pipe line including all specials. No separate payment will be made for accesories, specials.) | Item160 | [52 empty] | 1.01 | Supplying, Conveying and fixing spls. Including eart | item1 | 123.223 | Nos
35.05 | For Exposed Work CPVC Pipes Class-1, SDR-11, 40 mm Dia Ref SoR PWD WB version 2017 Page 29 Item 1(a)I / PHE | Item161 | 610 | M | 403 |  |  | Excess(+) | 1 | Full Conversion | INR | [40 empty] | #VALUE! | #VALUE! | #VALUE! | 1.01 | Supplying, Conveying and fixing spls. Including eart | item1 | 123.223 | Nos
35.06 | For Concealed Work CPVC Pipes Class-1,SDR-11 Ref SoR PWD WB version 2017 Page 29 Item 1(b)i/ PHE | Item162 | [52 empty] | 1.01 | Supplying, Conveying and fixing spls. Including eart | item1 | 123.223 | Nos
35.07 | (i) 25 mm Dia | Item163 | 175 | M | 235 |  |  | Excess(+) | 1 | Full Conversion | INR | [40 empty] | #VALUE! | #VALUE! | #VALUE! | 1.01 | Supplying, Conveying and fixing spls. Including eart | item1 | 123.223 | Nos
35.08 | (ii) 15 mm Dia | Item164 | 170 | M | 140 |  |  | Excess(+) | 1 | Full Conversion | INR | [40 empty] | #VALUE! | #VALUE! | #VALUE! | 1.01 | Supplying, Conveying and fixing spls. Including eart | item1 | 123.223 | Nos
35.09 | Chromium plated concealed Stop Cock heavy duty (Equivalent to Code No. 5083 & Model - Florentine of Jaquar or similar brand). Ref SoR PWD WB version 2017 Page 6 Item 7(d)(ii)/ PHE | Item165 | 23 | EacH | 953 |  |  | Excess(+) | 1 | Full Conversion | INR | [40 empty] | #VALUE! | #VALUE! | #VALUE! | 1.01 | Supplying, Conveying and fixing spls. Including eart | item1 | 123.223 | Nos
35.1 | Chromium plated angular Stop Cock with wall flange (Equivalent to Code No. 5053 & Model - Florentine of Jaquar or similar brand). Ref SoR PWD WB version 2017 Page 6 Item 7(d)(i)/ PHE | Item166 | 124 | EacH | 815 |  |  | Excess(+) | 1 | Full Conversion | INR | [40 empty] | #VALUE! | #VALUE! | #VALUE! | 1.01 | Supplying, Conveying and fixing spls. Including eart | item1 | 123.223 | Nos
35.11 | Chromium plated Bib Cock (angular shape with wall flange) (Equivalent to Code No. 5037 & Model - Florentine of Jaquar or similar brand). Ref SoR PWD WB version 2017 Page 6 Item 7(c)(i)/ PHE | Item167 | 21 | EacH | 861 |  |  | Excess(+) | 1 | Full Conversion | INR | [40 empty] | #VALUE! | #VALUE! | #VALUE! | 1.01 | Supplying, Conveying and fixing spls. Including eart | item1 | 123.223 | Nos
35.12 | Supplying, fitting and fixing pillar cock of approved make. (ii) CP Pillar Cock Super Deluxe with Aerator - 15 mm. (Equivalent to Code No. 508 & Model No. Tropical / Sumthing Special of ESSCO or similar brand). Ref SoR PWD WB version 2017 Page 45 Item 19(a) ii / PHE | Item168 | 25 | EacH | 592 |  |  | Excess(+) | 1 | Full Conversion | INR | [40 empty] | #VALUE! | #VALUE! | #VALUE! | 1.01 | Supplying, Conveying and fixing spls. Including eart | item1 | 123.223 | Nos
36 | INTERNAL FITTINGS, FIXTURES & ACCESSORIES | Item169 | [52 empty] | 1.01 | Supplying, Conveying and fixing spls. Including eart | item1 | 123.223 | Nos
36.01 | Supplying, fitting and fixing white vitreous china best quality approved make wash basin with C.I. brackets on 75 mm X 75 mm wooden blocks, C.P. waste fittings of 32 mm dia., one approved quality brass C.P. pillar cock of 15 mm dia., C.P. chain with rubber plug of 30 mm dia., approved quality P.V.C. waste pipe with C.P. nut 32 mm dia., 900 mm long approved quality P.V.C. connection pipe with heavy brass C.P. nut including mending good all damages and painting the brackets with two coats of approved paint. (ii) 550 mm X 400 mm size Ref SoR PWD WB version 2017 Page 41 Item 2(ii)/ PHE | Item170 | 13 | Each | 2208 |  |  | Excess(+) | 1 | Full Conversion | INR | [40 empty] | #VALUE! | #VALUE! | #VALUE! | 1.01 | Supplying, Conveying and fixing spls. Including eart | item1 | 123.223 | Nos
36.02 | Supplying, fitting and fixing pedestal of approved make for wash basin (white) Ref SoR PWD WB version 2017 Page 41 Item 3/ PHE | Item171 | 1 | EacH | 1497 |  |  | Excess(+) | 1 | Full Conversion | INR | [40 empty] | #VALUE! | #VALUE! | #VALUE! | 1.01 | Supplying, Conveying and fixing spls. Including eart | item1 | 123.223 | Nos
36.03 | Supplying, fitting and fixing stainless steel sink complete with waste fittings and two coats of painting of C.I. brackets. (b) Sink with drain board 1050 mm X 450 mm X 180 mm Ref SoR PWD WB version 2017 Page 42 Item 6b/ PHE | Item172 | 14 | EacH | 5006 |  |  | Excess(+) | 1 | Full Conversion | INR | [40 empty] | #VALUE! | #VALUE! | #VALUE! | 1.01 | Supplying, Conveying and fixing spls. Including eart | item1 | 123.223 | Nos
36.04 | Supplying, fitting and fixing E.W.C. in white glazed vitreous chinaware of approved make complete in position with necessary bolts, nuts etc. (b) With 'S' trap Ref SoR PWD WB version 2017 Page 79 Item 2/ PHE | Item173 | 10 | EacH | 1512 |  |  | Excess(+) | 1 | Full Conversion | INR | [40 empty] | #VALUE! | #VALUE! | #VALUE! | 1.01 | Supplying, Conveying and fixing spls. Including eart | item1 | 123.223 | Nos
36.05 | Supplying, fitting and fixing 10L PVC low-down cistern conforming to I.S. specification with P.V.C. fittings complete,C.I. brackets including two coats of painting to bracket etc. Ref SoR PWD WB version 2017 Page 36 Item 2 | Item174 | 12 | EacH | 1015 |  |  | Excess(+) | 1 | Full Conversion | INR | [40 empty] | #VALUE! | #VALUE! | #VALUE! | 1.01 | Supplying, Conveying and fixing spls. Including eart | item1 | 123.223 | Nos
36.06 | Hand Shower(Health Faucet) with 1M Fexible Tube with Wall Hook(Equivalent to Code No.573 & Model -ALLIED of Jaquar or similar). Ref SoR PWD WB version 2017 Page 4 Item 3(iii)(f) | Item175 | 11 | EacH | 1251 |  |  | Excess(+) | 1 | Full Conversion | INR | [40 empty] | #VALUE! | #VALUE! | #VALUE! | 1.01 | Supplying, Conveying and fixing spls. Including eart | item1 | 123.223 | Nos
36.07 | Supplying, fitting and fixing Flat back urinal (half stall urinal) in white vitreous chinaware of approved make in position with brass screws on 75 mm X 75 mm X 75 mm wooden blocks complete. (ii) 470 mm X 280 mm X 340 mm Ref SoR PWD WB version 2017 Page 80 Item 6(ii) | Item176 | 5 | EacH | 945 |  |  | Excess(+) | 1 | Full Conversion | INR | [40 empty] | #VALUE! | #VALUE! | #VALUE! | 1.01 | Supplying, Conveying and fixing spls. Including eart | item1 | 123.223 | Nos
36.08 | URINAL PARTITION Supplying, fitting and fixing 18 mm thick marble partition slab with chawk doongri marbel square cut, both sides polished with two front corners rounded and edges polished. P-81/13 | Item177 | 18 | sqM | 1426 |  |  | Excess(+) | 1 | Full Conversion | INR | [40 empty] | #VALUE! | #VALUE! | #VALUE! | 1.01 | Supplying, Conveying and fixing spls. Including eart | item1 | 123.223 | Nos
36.09 | Supplying, fitting and fixing urinal flush pipe fittings of approved brand. (a) C.P. urinal flush pipe fittings range P-81/12a | Item178 | 5 | sqM | 414 |  |  | Excess(+) | 1 | Full Conversion | INR | [40 empty] | #VALUE! | #VALUE! | #VALUE! | 1.01 | Supplying, Conveying and fixing spls. Including eart | item1 | 123.223 | Nos
36.1 | Supplying, fitting and fixing towel rail with two brackets. (a) C.P. over brass (ii) 25 mm dia. and 600 mm long Ref SoR PWD WB version 2017 Page 82 Item 22(a) | Item179 | 6 | EacH | 430 |  |  | Excess(+) | 1 | Full Conversion | INR | [40 empty] | #VALUE! | #VALUE! | #VALUE! | 1.01 | Supplying, Conveying and fixing spls. Including eart | item1 | 123.223 | Nos
36.11 | Supplying, fitting and fixing porcelain toilet paper holder of approved make with wooden spindle as necessary. Ref SoR PWD WB version 2017 Page 83 Item 23 | Item180 | [52 empty] | 1.01 | Supplying, Conveying and fixing spls. Including eart | item1 | 123.223 | Nos
36.12 | Roll type size 250 mm X 125 mm | Item181 | 3 | EacH | 293 |  |  | Excess(+) | 1 | Full Conversion | INR | [40 empty] | #VALUE! | #VALUE! | #VALUE! | 1.01 | Supplying, Conveying and fixing spls. Including eart | item1 | 123.223 | Nos
36.13 | Box type size 175 mm X 150 mm | Item182 | 4 | EacH | 338 |  |  | Excess(+) | 1 | Full Conversion | INR | [40 empty] | #VALUE! | #VALUE! | #VALUE! | 1.01 | Supplying, Conveying and fixing spls. Including eart | item1 | 123.223 | Nos
36.14 | Supplying, fitting and fixing liquid soap container. PTMT(Prayag or equivalent) Ref SoR PWD WB version 2017 Page 82 Item 17(b) | Item183 | 11 | EacH | 210 |  |  | Excess(+) | 1 | Full Conversion | INR | [40 empty] | #VALUE! | #VALUE! | #VALUE! | 1.01 | Supplying, Conveying and fixing spls. Including eart | item1 | 123.223 | Nos
36.15 | Supplying, fitting and fixing bevelled edged mirror 5.5 mm thick silver red as per I.S. 3438 / 1965 together with brass C.P. hinges. (ii) 600 mm X 450 mm P-81/15ii | Item184 | 10 | EacH | 484 |  |  | Excess(+) | 1 | Full Conversion | INR | [40 empty] | #VALUE! | #VALUE! | #VALUE! | 1.01 | Supplying, Conveying and fixing spls. Including eart | item1 | 123.223 | Nos
36.16 | GLASS SHELF Supplying, fitting and fixing glass shelf with aluminium guard rails. (a) Ordinary type with 5.5 mm sheet glass 600 mm X 125 mm each 480.00 P-81/16(ii) | Item185 | 4 | EacH | 480 |  |  | Excess(+) | 1 | Full Conversion | INR | [40 empty] | #VALUE! | #VALUE! | #VALUE! | 1.01 | Supplying, Conveying and fixing spls. Including eart | item1 | 123.223 | Nos
36.17 | AMBULANT DISABLED TOILET a) Supplying, fitting and fixing 10 litre white glazed vitreous chinaware of approve low-down cistern of approved make with either side or bottom inlet, side overflow, brackets complete with all internal fittings. (Model Code No. S1060106 of CERA or equivalent.) | Item186 | 2 | EacH | 2406 |  |  | Excess(+) | 1 | Full Conversion | INR | [40 empty] | #VALUE! | #VALUE! | #VALUE! | 1.01 | Supplying, Conveying and fixing spls. Including eart | item1 | 123.223 | Nos
36.18 | b) Soft Close seat cover of approved make with lid and C.P. hinges, rubber buffer and brass screws suppling, fitting and fixing complete. E W C (Model Code No. B1520118 of CERA or equivalent.) P-84/28Bc | Item187 | 2 | EacH | 1299 |  |  | Excess(+) | 1 | Full Conversion | INR | [40 empty] | #VALUE! | #VALUE! | #VALUE! | 1.01 | Supplying, Conveying and fixing spls. Including eart | item1 | 123.223 | Nos
36.19 | c) Supplying, fitting and fixing Stainless steel Wall Mounted Grab Bar. Load bearing capacity 150 kg, covered by Nylon surface with contour finish (for better grip) with Anti-bacterial surface complete. (Model Code No. B2210106 of CERA or equivalent.) 600 mm long P-84/Bc | Item188 | 2 | EacH | 1825 |  |  | Excess(+) | 1 | Full Conversion | INR | [40 empty] | #VALUE! | #VALUE! | #VALUE! | 1.01 | Supplying, Conveying and fixing spls. Including eart | item1 | 123.223 | Nos
36.2 | Supplying, fitting and fixing 25 Litres overhead geyser of approved make with PVC inlet & oultlet pipes, necessary clamps, holders, ring washers, etc | Item189 | 8 | EacH | 12000 |  |  | Excess(+) | 1 | Full Conversion | INR | [40 empty] | #VALUE! | #VALUE! | #VALUE! | 1.01 | Supplying, Conveying and fixing spls. Including eart | item1 | 123.223 | Nos
37 | EFFLUENT SYSTEM | Item190 | [52 empty] | 1.01 | Supplying, Conveying and fixing spls. Including eart | item1 | 123.223 | Nos
37.01 | RAINWATER HARVEST SETTLEMENT TANK: Construction of outer annular layer with two rows of timber-shoring planks (bullahs) suitably spaced of dia. not less than 150 mm, driven at least half of the total length, properly tied, braced and supported and filling the annular space with sandbags, protected by drum sheet walling on both side and filling the core portion with locally available materials including the dismantling, removing and cleaning the site of the construction of main component of the structure. i) Area of Island between 100 m² to 120 m² a) Height above bed level upto 2.25 m. Ref SoR PWD WB version 2015(Roads+ Bridges vol iii) Page 287 Item 12.6B(i)(a) | Item191 | 1 | EacH | 271429 |  |  | Excess(+) | 1 | Full Conversion | INR | [40 empty] | #VALUE! | #VALUE! | #VALUE! | 1.01 | Supplying, Conveying and fixing spls. Including eart | item1 | 123.223 | Nos
37.02 | Constructing Inspection pit of inside measurement 600mm X 600mm X upto 600mm (depth) with 250 mm thick 1st. class brick work in cement mortar (1:4) on all sides, bottom of the pit consisting of 100 mm thick cement concrete (1:3:6) with stone chips over a layer of jhama brick flat soling, 15 mm thick (1:4) cement plaster to inside walls and out-side walls upto G.L. and 20 mm.thick (1:4) plaster to bottom of the pit, providing necessary invert with cement concrete (1:3:6) with stone chips as per direction, neat cement finishing to entire internal surfaces, top of the pit covered with 100 mm thick R.C.C. slab (1:1.5:3) with stone chips and necessary reinforcements upto 1% and shuttering including 6 mm thick cement plaster (1:4) in all external surfaces of the slab and one 560 mm dia. R.C.C. manhole cover of approved make supplied, fitted and fixed in the slab with necessary fittings, necessary earthwork in excavation in all sorts of soil, filling sides of the pit with earth and removing spoils after work complete in all respect with all costs of labour and materials. i) With Pakur variety. (SAIL/TATA/RINL) Ref SoR PWD WB version 2017 Page 87 Item 1/1st corrigendum/PHE | Item192 | 110 | EacH | 7356 |  |  | Excess(+) | 1 | Full Conversion | INR | [40 empty] | #VALUE! | #VALUE! | #VALUE! | 1.01 | Supplying, Conveying and fixing spls. Including eart | item1 | 123.223 | Nos
37.03 | Supplying, fitting and fixing yard gully with approved H.C.I. grating complete. (i) 225 mm X 150 mm with 230 mm gratings Ref SoR PWD WB version 2017 Page 68 Item 20i | Item193 | 40 | EacH | 508 |  |  | Excess(+) | 1 | Full Conversion | INR | [40 empty] | #VALUE! | #VALUE! | #VALUE! | 1.01 | Supplying, Conveying and fixing spls. Including eart | item1 | 123.223 | Nos
37.04 | Supply and installation of UPVC pipes for Rainwater, Waste Water and Soil Effluent (B Type) & fittings conforming to IS-13592-1992 as follows: Ref SoR PWD WB version 2017 Page 68 Item 24 | Item194 | [52 empty] | 1.01 | Supplying, Conveying and fixing spls. Including eart | item1 | 123.223 | Nos
37.05 | Single Socketed 3 Meter Length (b) 110 mm | Item195 | 45 | M | 292 |  |  | Excess(+) | 1 | Full Conversion | INR | [40 empty] | #VALUE! | #VALUE! | #VALUE! | 1.01 | Supplying, Conveying and fixing spls. Including eart | item1 | 123.223 | Nos
37.06 | Double Socketed 3 Meter Length (b) 110 mm | Item196 | 25 | M | 315 |  |  | Excess(+) | 1 | Full Conversion | INR | [40 empty] | #VALUE! | #VALUE! | #VALUE! | 1.01 | Supplying, Conveying and fixing spls. Including eart | item1 | 123.223 | Nos
37.07 | Single Socketed 1.8 Meter Length b) 110 mm | Item197 | 25 | M | 293 |  |  | Excess(+) | 1 | Full Conversion | INR | [40 empty] | #VALUE! | #VALUE! | #VALUE! | 1.01 | Supplying, Conveying and fixing spls. Including eart | item1 | 123.223 | Nos
37.08 | Plain Tee (b) 110 mm | Item198 | 18 | Each | 85 |  |  | Excess(+) | 1 | Full Conversion | INR | [40 empty] | #VALUE! | #VALUE! | #VALUE! | 1.01 | Supplying, Conveying and fixing spls. Including eart | item1 | 123.223 | Nos
37.09 | Door Tee (b) 110 mm | Item199 | 30 | Each | 195 |  |  | Excess(+) | 1 | Full Conversion | INR | [40 empty] | #VALUE! | #VALUE! | #VALUE! | 1.01 | Supplying, Conveying and fixing spls. Including eart | item1 | 123.223 | Nos
37.1 | Plain Y (b) 110 mm | Item200 | 16 | Each | 206 |  |  | Excess(+) | 1 | Full Conversion | INR | [40 empty] | #VALUE! | #VALUE! | #VALUE! | 1.01 | Supplying, Conveying and fixing spls. Including eart | item1 | 123.223 | Nos
37.11 | Bend 45º (b) 110 mm Each 89.00 | Item201 | 24 | Each | 89 |  |  | Excess(+) | 1 | Full Conversion | INR | [40 empty] | #VALUE! | #VALUE! | #VALUE! | 1.01 | Supplying, Conveying and fixing spls. Including eart | item1 | 123.223 | Nos
37.12 | Door Bend (T.S.) (b) 110 mm Each 147.00 | Item202 | 10 | Each | 147 |  |  | Excess(+) | 1 | Full Conversion | INR | [40 empty] | #VALUE! | #VALUE! | #VALUE! | 1.01 | Supplying, Conveying and fixing spls. Including eart | item1 | 123.223 | Nos
37.13 | Cross Tee with Door (b) 110 mm Each 239.00 | Item203 | 30 | Each | 239 |  |  | Excess(+) | 1 | Full Conversion | INR | [40 empty] | #VALUE! | #VALUE! | #VALUE! | 1.01 | Supplying, Conveying and fixing spls. Including eart | item1 | 123.223 | Nos
37.14 | Vent Cowl (b) 110 mm Each 33.00 | Item204 | 134 | Each | 33 |  |  | Excess(+) | 1 | Full Conversion | INR | [40 empty] | #VALUE! | #VALUE! | #VALUE! | 1.01 | Supplying, Conveying and fixing spls. Including eart | item1 | 123.223 | Nos
37.15 | 125/110 P Trap with W.C. Ring | Item205 | 13 | Each | 45 |  |  | Excess(+) | 1 | Full Conversion | INR | [40 empty] | #VALUE! | #VALUE! | #VALUE! | 1.01 | Supplying, Conveying and fixing spls. Including eart | item1 | 123.223 | Nos
37.16 | Multi Floor Trap with Top tile & Strainer 75 mm Each 171.00 | Item206 | 4 | Each | 171 |  |  | Excess(+) | 1 | Full Conversion | INR | [40 empty] | #VALUE! | #VALUE! | #VALUE! | 1.01 | Supplying, Conveying and fixing spls. Including eart | item1 | 123.223 | Nos
37.17 | WC Connector (150 mm long) 125 X 110(W/WC Ring) 75 mm Each 142.00 | Item207 | 12 | Each | 142 |  |  | Excess(+) | 1 | Full Conversion | INR | [40 empty] | #VALUE! | #VALUE! | #VALUE! | 1.01 | Supplying, Conveying and fixing spls. Including eart | item1 | 123.223 | Nos
37.18 | Labour for fitting and fixing UPVC pipes for above ground work including cost of jointing materials etc. fitting and fixing all necessary specials, cutting pipes, cutting holes in walls or R.C. floor where necessary and mending good all damages excluding the cost of masonry or concrete work, if necessary, but including the cost and fitting and fixing holder bat clamps (any floor) or for underground work including cutting trenches upto 1.5 metre and refilling the same complete as per direction of the Engineerin- charge. (Payment will be made on centre line measurement of the total pipeline including specials. Ref SoR PWD WB version 2017 Page 74 Item 24 | Item208 | [52 empty] | 1.01 | Supplying, Conveying and fixing spls. Including eart | item1 | 123.223 | Nos
37.19 | Above ground (ii) 110 mm dia. | Item209 | 70 | M | 57 |  |  | Excess(+) | 1 | Full Conversion | INR | [40 empty] | #VALUE! | #VALUE! | #VALUE! | 1.01 | Supplying, Conveying and fixing spls. Including eart | item1 | 123.223 | Nos
37.2 | Under ground (ii) 110 mm dia. | Item210 | 1250 | M | 84 |  |  | Excess(+) | 1 | Full Conversion | INR | [40 empty] | #VALUE! | #VALUE! | #VALUE! | 1.01 | Supplying, Conveying and fixing spls. Including eart | item1 | 123.223 | Nos
37.21 | Supply of UPVC pipes (B Type) & fittings conforming to IS-13592-1992 P-68/23 | Item211 | [52 empty] | 1.01 | Supplying, Conveying and fixing spls. Including eart | item1 | 123.223 | Nos
37.22 | Single Socketed 1.8 Meter Length (b) 110 mm Ref SoR PWD WB version 2017 Page 81 Item 23 A(iii) | Item212 | 950 | M | 84 |  |  | Excess(+) | 1 | Full Conversion | INR | [40 empty] | #VALUE! | #VALUE! | #VALUE! | 1.01 | Supplying, Conveying and fixing spls. Including eart | item1 | 123.223 | Nos
37.23 | Bend 87.5º (b) 110 mm Ref SoR PWD WB version 2017 Page 83 Item 23 B(x) | Item213 | 286 | M | 84 |  |  | Excess(+) | 1 | Full Conversion | INR | [40 empty] | #VALUE! | #VALUE! | #VALUE! | 1.01 | Supplying, Conveying and fixing spls. Including eart | item1 | 123.223 | Nos
37.24 | Pipe Clip (b) 110 mm Ref SoR PWD WB version 2017 Page 83 Item 23 B(xvi) | Item214 | 84 | EacH | 21 |  |  | Excess(+) | 1 | Full Conversion | INR | [40 empty] | #VALUE! | #VALUE! | #VALUE! | 1.01 | Supplying, Conveying and fixing spls. Including eart | item1 | 123.223 | Nos
37.25 | Plain Floor Trap with Top tile & Strainer 75 mm Ref SoR PWD WB version 2017 Page 84 Item 23 B(xxxi) | Item215 | 63 | EacH | 144 |  |  | Excess(+) | 1 | Full Conversion | INR | [40 empty] | #VALUE! | #VALUE! | #VALUE! | 1.01 | Supplying, Conveying and fixing spls. Including eart | item1 | 123.223 | Nos
37.26 | Supplying, fitting and fixing yard gully with approved H.C.I. grating complete. (i) 225 mm X 150 mm with 230 mm gratings each 508.00 Ref SoR PWD WB version 2017 Page 68 Item 20 | Item216 | 74 | EacH | 508 |  |  | Excess(+) | 1 | Full Conversion | INR | [40 empty] | #VALUE! | #VALUE! | #VALUE! | 1.01 | Supplying, Conveying and fixing spls. Including eart | item1 | 123.223 | Nos
37.27 | Supplying, fitting and fixing in position reinforced cement polymer concrete manhole /gully pit cover with matching frame.As per I.S-12592(M.D) (i) 35 MT load bearing capacity round manhole cover provided with two lifter hooks fitted with matching frame P-91/8 Cover: 700 mm X 100 mm, Frame: 910 mm X 185 mm, opening: 560mm, Weight: 245 kg | Item217 | 110 | EacH | 4034 |  |  | Excess(+) | 1 | Full Conversion | INR | [40 empty] | #VALUE! | #VALUE! | #VALUE! | 1.01 | Supplying, Conveying and fixing spls. Including eart | item1 | 123.223 | Nos
37.28 | ELECTRICAL ENGINEERING WORKS | Item218 | [52 empty] | 1.01 | Supplying, Conveying and fixing spls. Including eart | item1 | 123.223 | Nos
38 | MV POWER SUPPLY | Item219 | [52 empty] | 1.01 | Supplying, Conveying and fixing spls. Including eart | item1 | 123.223 | Nos
38.01 | 11 KV/ 415 V Outdoor Compact substation (CSS) generally as per IEC 1330 of area footprint 4000mmX 4000mm comprising of: | Item220 | [52 empty] | 1.01 | Supplying, Conveying and fixing spls. Including eart | item1 | 123.223 | Nos
38.02 | cast resin 200KVA dry type transformer as per IS 2016/ IS 11171 , 3 Phase 50 Hz, 11 KV/ 415 V Class F insulation solidly earthed complete with rollers, lifting lugs etc | Item221 | 1 | LS | 300000 |  |  | Excess(+) | 1 | Full Conversion | INR | [40 empty] | #VALUE! | #VALUE! | #VALUE! | 1.01 | Supplying, Conveying and fixing spls. Including eart | item1 | 123.223 | Nos
38.03 | Ht switchgear, 2 way 11KV (250~350 A) VCB complete with operating mechanism, protection system, cable box etc | Item222 | 1 | LS | 400000 |  |  | Excess(+) | 1 | Full Conversion | INR | [40 empty] | #VALUE! | #VALUE! | #VALUE! | 1.01 | Supplying, Conveying and fixing spls. Including eart | item1 | 123.223 | Nos
38.04 | Lt 415 V 400 Amp, ACB incoming with all connections, accessories, fittings and auxiliary equipments | Item223 | 1 | LS | 100000 |  |  | Excess(+) | 1 | Full Conversion | INR | [40 empty] | #VALUE! | #VALUE! | #VALUE! | 1.01 | Supplying, Conveying and fixing spls. Including eart | item1 | 123.223 | Nos
38.05 | Earthing system of Outdoor CSS including components: | Item224 | 1 | LS | 150000 |  |  | Excess(+) | 1 | Full Conversion | INR | [40 empty] | #VALUE! | #VALUE! | #VALUE! | 1.01 | Supplying, Conveying and fixing spls. Including eart | item1 | 123.223 | Nos
38.06 | a. Enclosure proper | Item225 | [52 empty] | 1.01 | Supplying, Conveying and fixing spls. Including eart | item1 | 123.223 | Nos
38.07 | b. HT switchgear | Item226 | [52 empty] | 1.01 | Supplying, Conveying and fixing spls. Including eart | item1 | 123.223 | Nos
38.08 | c. LT cable | Item227 | [52 empty] | 1.01 | Supplying, Conveying and fixing spls. Including eart | item1 | 123.223 | Nos
38.09 | d. Transformer | Item228 | [52 empty] | 1.01 | Supplying, Conveying and fixing spls. Including eart | item1 | 123.223 | Nos
38.1 | e. LT switchgear | Item229 | [52 empty] | 1.01 | Supplying, Conveying and fixing spls. Including eart | item1 | 123.223 | Nos
38.11 | Outdoor CSS components eg Protective Relays, Meters, Instruments, wiring, control cables shall be cable capable of withstanding mechanical and thermal stresses of short-circuits, w/o any damage or deterioration of materials with following service conditions: | Item230 | 1 | LS | 150000 |  |  | Excess(+) | 1 | Full Conversion | INR | [40 empty] | #VALUE! | #VALUE! | #VALUE! | 1.01 | Supplying, Conveying and fixing spls. Including eart | item1 | 123.223 | Nos
38.12 | a. Ambient temperature 50 dec C | Item231 | [52 empty] | 1.01 | Supplying, Conveying and fixing spls. Including eart | item1 | 123.223 | Nos
38.13 | b. RH upto 95% | Item232 | [52 empty] | 1.01 | Supplying, Conveying and fixing spls. Including eart | item1 | 123.223 | Nos
38.14 | c. Place of installation Kolkata | Item233 | [52 empty] | 1.01 | Supplying, Conveying and fixing spls. Including eart | item1 | 123.223 | Nos
38.15 | Outdoor enclosure of Outdoor CSS IP 54 for HT &LT Switchgears , IP 23 for Transformer components , Metal base to ensure rigidity for easy transportation & installation should the following specifications: | Item234 | 1 | LS | 200000 |  |  | Excess(+) | 1 | Full Conversion | INR | [40 empty] | #VALUE! | #VALUE! | #VALUE! | 1.01 | Supplying, Conveying and fixing spls. Including eart | item1 | 123.223 | Nos
38.16 | a. Sheet steel tropicalized to local weather conditions duly painted to withstand tropical heat and rain | Item235 | [52 empty] | 1.01 | Supplying, Conveying and fixing spls. Including eart | item1 | 123.223 | Nos
38.17 | b. Internal earth fault to be tested to withstand 20 KV | Item236 | [52 empty] | 1.01 | Supplying, Conveying and fixing spls. Including eart | item1 | 123.223 | Nos
38.18 | c. Doors to be provided with proper interlocking safe operations | Item237 | [52 empty] | 1.01 | Supplying, Conveying and fixing spls. Including eart | item1 | 123.223 | Nos
38.19 | 100 KVA outdoor-type water-cooled DG set in noise-dampener enclosure, with AMF panel compete with all accessories e.g. engine, alternator, fuel tank, SS exhaust system etc size 4000X 2500 | Item238 | 1 | LS | 900000 |  |  | Excess(+) | 1 | Full Conversion | INR | [40 empty] | #VALUE! | #VALUE! | #VALUE! | 1.01 | Supplying, Conveying and fixing spls. Including eart | item1 | 123.223 | Nos
38.2 | Necessary Govt Fee and Liasioning Fee for various Departments / Agencies (CSS & DG) | Item239 | 1 | LS | 600000 |  |  | Excess(+) | 1 | Full Conversion | INR | [40 empty] | #VALUE! | #VALUE! | #VALUE! | 1.01 | Supplying, Conveying and fixing spls. Including eart | item1 | 123.223 | Nos
39 | MV POWER DISTRIBUTION PANELS | Item240 | [52 empty] | 1.01 | Supplying, Conveying and fixing spls. Including eart | item1 | 123.223 | Nos
39.01 | Supply, installation, testing & Commissioning of Main LT Panel as per following specs: | Item241 | 1 | LS | 360000 |  |  | Excess(+) | 1 | Full Conversion | INR | [40 empty] | #VALUE! | #VALUE! | #VALUE! | 1.01 | Supplying, Conveying and fixing spls. Including eart | item1 | 123.223 | Nos
39.02 | 2 nos INCOMER X 400 Amp 4P MCCB (25 KA) with microprocessor based O/L, S/C, E/F release alongwith Voltmeter analog type, indicating lamp, control fuse/ MCB as reqd | Item242 | [52 empty] | 1.01 | Supplying, Conveying and fixing spls. Including eart | item1 | 123.223 | Nos
39.03 | 400A 4P Changeover switch with frequency meter, voltmeter, indicating lamps etc | Item243 | [52 empty] | 1.01 | Supplying, Conveying and fixing spls. Including eart | item1 | 123.223 | Nos
39.04 | Essential BUS section comprising of: | Item244 | [52 empty] | 1.01 | Supplying, Conveying and fixing spls. Including eart | item1 | 123.223 | Nos
39.05 | 3 nos. X 63 Amp TPN MCCB OUTGOING circuits for feeder pillars | Item245 | [52 empty] | 1.01 | Supplying, Conveying and fixing spls. Including eart | item1 | 123.223 | Nos
39.06 | 1 no. LDB routed to DIRECTORATE block 63 Amp TPN | Item246 | [52 empty] | 1.01 | Supplying, Conveying and fixing spls. Including eart | item1 | 123.223 | Nos
39.07 | 1 no. PDB routed to DIRETORATE block 125 Amp TPN MCCB | Item247 | [52 empty] | 1.01 | Supplying, Conveying and fixing spls. Including eart | item1 | 123.223 | Nos
39.08 | 125 TPN MCCB Routed to Sub-panel 1: FOOD COURT & GIFT SHOP Block | Item248 | [52 empty] | 1.01 | Supplying, Conveying and fixing spls. Including eart | item1 | 123.223 | Nos
39.09 | 63 Amp TPN MCB for submersible W/S Pump & Jockey Pump | Item249 | [52 empty] | 1.01 | Supplying, Conveying and fixing spls. Including eart | item1 | 123.223 | Nos
39.1 | 125 TPN MCCB for Fire pump | Item250 | [52 empty] | 1.01 | Supplying, Conveying and fixing spls. Including eart | item1 | 123.223 | Nos
39.11 | Spare 63 AMP TPN MCB | Item251 | [52 empty] | 1.01 | Supplying, Conveying and fixing spls. Including eart | item1 | 123.223 | Nos
39.12 | Spare 125 AMP TPN MCCB | Item252 | [52 empty] | 1.01 | Supplying, Conveying and fixing spls. Including eart | item1 | 123.223 | Nos
39.13 | Non-essential BUS section comprising of: | Item253 | [52 empty] | 1.01 | Supplying, Conveying and fixing spls. Including eart | item1 | 123.223 | Nos
39.14 | 1 no. PDB routed to DIRECTORATE block 63 Amp TPN | Item254 | [52 empty] | 1.01 | Supplying, Conveying and fixing spls. Including eart | item1 | 123.223 | Nos
39.15 | 125 TPN MCCB routed to Sub-panel 2: FOOD COURT& GIFT SHOP Block | Item255 | [52 empty] | 1.01 | Supplying, Conveying and fixing spls. Including eart | item1 | 123.223 | Nos
39.16 | Spare 63 AMP TPN MCB | Item256 | [52 empty] | 1.01 | Supplying, Conveying and fixing spls. Including eart | item1 | 123.223 | Nos
39.17 | Spare 125 AMP TPN MCCB | Item257 | [52 empty] | 1.01 | Supplying, Conveying and fixing spls. Including eart | item1 | 123.223 | Nos
39.18 | 70 VAR auto-manual Capacitor panel with capacitor bank (30% fixed) | Item258 | 1 | LS | 115000 |  |  | Excess(+) | 1 | Full Conversion | INR | [40 empty] | #VALUE! | #VALUE! | #VALUE! | 1.01 | Supplying, Conveying and fixing spls. Including eart | item1 | 123.223 | Nos
39.19 | Supply, installation, testing and Commissioning of Feeder Pillar (3 nos.) as per following specs: | Item259 | 3 | LS | 60000 |  |  | Excess(+) | 1 | Full Conversion | INR | [40 empty] | #VALUE! | #VALUE! | #VALUE! | 1.01 | Supplying, Conveying and fixing spls. Including eart | item1 | 123.223 | Nos
39.2 | INCOMER 63 amps TPN MCB | Item260 | [52 empty] | 1.01 | Supplying, Conveying and fixing spls. Including eart | item1 | 123.223 | Nos
39.21 | OUTGOING | Item261 | [52 empty] | 1.01 | Supplying, Conveying and fixing spls. Including eart | item1 | 123.223 | Nos
39.22 | 2C.B.1 DP towards | Item262 | [52 empty] | 1.01 | Supplying, Conveying and fixing spls. Including eart | item1 | 123.223 | Nos
39.23 | 40 Amps MCB 1st ENTRY GATE | Item263 | [52 empty] | 1.01 | Supplying, Conveying and fixing spls. Including eart | item1 | 123.223 | Nos
39.24 | 40 Amps MCB HI-MAST | Item264 | [52 empty] | 1.01 | Supplying, Conveying and fixing spls. Including eart | item1 | 123.223 | Nos
39.25 | 40 Amps MCB UPS | Item265 | [52 empty] | 1.01 | Supplying, Conveying and fixing spls. Including eart | item1 | 123.223 | Nos
39.26 | 40 Amps MCB LDB (Entry Gate) | Item266 | [52 empty] | 1.01 | Supplying, Conveying and fixing spls. Including eart | item1 | 123.223 | Nos
39.27 | 40 Amps MCB PDB (Entry Gate) | Item267 | [52 empty] | 1.01 | Supplying, Conveying and fixing spls. Including eart | item1 | 123.223 | Nos
39.28 | 40 Amps MCB LDB for Gallery | Item268 | [52 empty] | 1.01 | Supplying, Conveying and fixing spls. Including eart | item1 | 123.223 | Nos
39.29 | 40 Amps MCB PDB for Gallery | Item269 | [52 empty] | 1.01 | Supplying, Conveying and fixing spls. Including eart | item1 | 123.223 | Nos
39.3 | 40 Amps MCB Spare MCB | Item270 | [52 empty] | 1.01 | Supplying, Conveying and fixing spls. Including eart | item1 | 123.223 | Nos
39.31 | 2C.B.2 DP towards Waterbody & HI-MAST | Item271 | [52 empty] | 1.01 | Supplying, Conveying and fixing spls. Including eart | item1 | 123.223 | Nos
39.32 | 40 Amps MCB LDB for Waterbody | Item272 | [52 empty] | 1.01 | Supplying, Conveying and fixing spls. Including eart | item1 | 123.223 | Nos
39.33 | 2C.B.3 DP towards 2nd ENTRY GATE & Hi-MAST | Item273 | [52 empty] | 1.01 | Supplying, Conveying and fixing spls. Including eart | item1 | 123.223 | Nos
39.34 | 40 Amps MCB 2nd ENTRY GATE | Item274 | [52 empty] | 1.01 | Supplying, Conveying and fixing spls. Including eart | item1 | 123.223 | Nos
39.35 | 40 Amps MCB HI-MAST | Item275 | [52 empty] | 1.01 | Supplying, Conveying and fixing spls. Including eart | item1 | 123.223 | Nos
39.36 | 40 Amps MCB UPS | Item276 | [52 empty] | 1.01 | Supplying, Conveying and fixing spls. Including eart | item1 | 123.223 | Nos
39.37 | 40 Amps MCB LDB (Entry Gate) | Item277 | [52 empty] | 1.01 | Supplying, Conveying and fixing spls. Including eart | item1 | 123.223 | Nos
39.38 | 40 Amps MCB PDB (Entry Gate) | Item278 | [52 empty] | 1.01 | Supplying, Conveying and fixing spls. Including eart | item1 | 123.223 | Nos
39.39 | 40 Amps MCB LDB for Gallery | Item279 | [52 empty] | 1.01 | Supplying, Conveying and fixing spls. Including eart | item1 | 123.223 | Nos
39.4 | 2C.B.4 40 Amps MCB PDB for Gallery | Item280 | [52 empty] | 1.01 | Supplying, Conveying and fixing spls. Including eart | item1 | 123.223 | Nos
39.41 | 2C.B.5 40 Amps MCB Spare MCB | Item281 | [52 empty] | 1.01 | Supplying, Conveying and fixing spls. Including eart | item1 | 123.223 | Nos
39.42 | Supply, installation, testing and Commissioning of of Sub-Panel 1 | Item282 | 1 | LS | 35000 |  |  | Excess(+) | 1 | Full Conversion | INR | [40 empty] | #VALUE! | #VALUE! | #VALUE! | 1.01 | Supplying, Conveying and fixing spls. Including eart | item1 | 123.223 | Nos
39.43 | INCOMER 125 TPN MCCB | Item283 | [52 empty] | 1.01 | Supplying, Conveying and fixing spls. Including eart | item1 | 123.223 | Nos
39.44 | OUTGOING | Item284 | [52 empty] | 1.01 | Supplying, Conveying and fixing spls. Including eart | item1 | 123.223 | Nos
39.45 | 2 X 40 Amps TPN MCB towards LDB Food Court/ Gift Shop | Item285 | [52 empty] | 1.01 | Supplying, Conveying and fixing spls. Including eart | item1 | 123.223 | Nos
39.46 | 2 X 63 Amps TPN MCB towards PDB for FoodC Kitchen applicances | Item286 | [52 empty] | 1.01 | Supplying, Conveying and fixing spls. Including eart | item1 | 123.223 | Nos
39.47 | 2 X 63 Amps TPN MCB towards PDB for FoodC Kitchen Duct | Item287 | [52 empty] | 1.01 | Supplying, Conveying and fixing spls. Including eart | item1 | 123.223 | Nos
39.48 | 1 X 32 Amps TPN MCB for UPS | Item288 | [52 empty] | 1.01 | Supplying, Conveying and fixing spls. Including eart | item1 | 123.223 | Nos
39.49 | 2 X 63 Amps MCB Spare MCB | Item289 | [52 empty] | 1.01 | Supplying, Conveying and fixing spls. Including eart | item1 | 123.223 | Nos
39.5 | Supply, installation, testing and Commissioning of of Sub-Panel 2 | Item290 | 1 | LS | 28500 |  |  | Excess(+) | 1 | Full Conversion | INR | [40 empty] | #VALUE! | #VALUE! | #VALUE! | 1.01 | Supplying, Conveying and fixing spls. Including eart | item1 | 123.223 | Nos
39.51 | INCOMER 125 TPN MCCB | Item291 | [52 empty] | 1.01 | Supplying, Conveying and fixing spls. Including eart | item1 | 123.223 | Nos
39.52 | OUTGOING | Item292 | [52 empty] | 1.01 | Supplying, Conveying and fixing spls. Including eart | item1 | 123.223 | Nos
39.53 | 40 Amps TPN towards | Item293 | [52 empty] | 1.01 | Supplying, Conveying and fixing spls. Including eart | item1 | 123.223 | Nos
39.54 | 2 X 63 Amps TPN MCB towards PDB Cold Store | Item294 | [52 empty] | 1.01 | Supplying, Conveying and fixing spls. Including eart | item1 | 123.223 | Nos
39.55 | 2 X 63 Amps TPN MCB towards FoodC/ GiftSHop ACs | Item295 | [52 empty] | 1.01 | Supplying, Conveying and fixing spls. Including eart | item1 | 123.223 | Nos
39.56 | 2 X 63 Amps MCB Spare MCB | Item296 | [52 empty] | 1.01 | Supplying, Conveying and fixing spls. Including eart | item1 | 123.223 | Nos
40 | MV POWER DISTRIBUTION BOARDS | Item297 | [52 empty] | 1.01 | Supplying, Conveying and fixing spls. Including eart | item1 | 123.223 | Nos
40.01 | Supply, installation, testing and Commissioning of of Distribution Boards (Light / Power) w metal cover of types as follows: | Item298 | [52 empty] | 1.01 | Supplying, Conveying and fixing spls. Including eart | item1 | 123.223 | Nos
40.02 | TPN MCB 4Way | Item299 | 8 | Nos | 4380 |  |  | Excess(+) | 1 | Full Conversion | INR | [40 empty] | #VALUE! | #VALUE! | #VALUE! | 1.01 | Supplying, Conveying and fixing spls. Including eart | item1 | 123.223 | Nos
40.03 | TPN MCB 6Way | Item300 | 24 | Nos | 5400 |  |  | Excess(+) | 1 | Full Conversion | INR | [40 empty] | #VALUE! | #VALUE! | #VALUE! | 1.01 | Supplying, Conveying and fixing spls. Including eart | item1 | 123.223 | Nos
40.04 | TPN MCB 8Way | Item301 | 3 | Nos | 6480 |  |  | Excess(+) | 1 | Full Conversion | INR | [40 empty] | #VALUE! | #VALUE! | #VALUE! | 1.01 | Supplying, Conveying and fixing spls. Including eart | item1 | 123.223 | Nos
40.05 | SPN MCB 4Way | Item302 | 8 | Nos | 1800 |  |  | Excess(+) | 1 | Full Conversion | INR | [40 empty] | #VALUE! | #VALUE! | #VALUE! | 1.01 | Supplying, Conveying and fixing spls. Including eart | item1 | 123.223 | Nos
40.06 | SPN MCB 6Way | Item303 | 18 | Nos | 1980 |  |  | Excess(+) | 1 | Full Conversion | INR | [40 empty] | #VALUE! | #VALUE! | #VALUE! | 1.01 | Supplying, Conveying and fixing spls. Including eart | item1 | 123.223 | Nos
40.07 | SPN MCB 8Way | Item304 | 20 | Nos | 2220 |  |  | Excess(+) | 1 | Full Conversion | INR | [40 empty] | #VALUE! | #VALUE! | #VALUE! | 1.01 | Supplying, Conveying and fixing spls. Including eart | item1 | 123.223 | Nos
40.08 | SPN MCB 12Way | Item305 | 2 | Nos | 2700 |  |  | Excess(+) | 1 | Full Conversion | INR | [40 empty] | #VALUE! | #VALUE! | #VALUE! | 1.01 | Supplying, Conveying and fixing spls. Including eart | item1 | 123.223 | Nos
41 | CABLE LAYING & TERMINATION | Item306 | [52 empty] | 1.01 | Supplying, Conveying and fixing spls. Including eart | item1 | 123.223 | Nos
41.01 | 11KV 50 sqMM AL conductor HT cable | Item307 | 50 | M | 500 |  |  | Excess(+) | 1 | Full Conversion | INR | [40 empty] | #VALUE! | #VALUE! | #VALUE! | 1.01 | Supplying, Conveying and fixing spls. Including eart | item1 | 123.223 | Nos
41.02 | LT Cables 1.1 KV AL-conductor | Item308 | [52 empty] | 1.01 | Supplying, Conveying and fixing spls. Including eart | item1 | 123.223 | Nos
41.03 | CSS to Main panel > 3.5 core 185 sqMM | Item309 | 20 | M | 770 |  |  | Excess(+) | 1 | Full Conversion | INR | [40 empty] | #VALUE! | #VALUE! | #VALUE! | 1.01 | Supplying, Conveying and fixing spls. Including eart | item1 | 123.223 | Nos
41.04 | DG to Main panel > 3.5 core 95 sqMM | Item310 | 30 | M | 450 |  |  | Excess(+) | 1 | Full Conversion | INR | [40 empty] | #VALUE! | #VALUE! | #VALUE! | 1.01 | Supplying, Conveying and fixing spls. Including eart | item1 | 123.223 | Nos
41.05 | Main Panel to Feeder Pillar > > 3.5 core 95 sqMM | Item311 | 80 | M | 450 |  |  | Excess(+) | 1 | Full Conversion | INR | [40 empty] | #VALUE! | #VALUE! | #VALUE! | 1.01 | Supplying, Conveying and fixing spls. Including eart | item1 | 123.223 | Nos
41.06 | Main Panel to Subpanel 1 > 3.5 core 95 sqMM | Item312 | 250 | M | 450 |  |  | Excess(+) | 1 | Full Conversion | INR | [40 empty] | #VALUE! | #VALUE! | #VALUE! | 1.01 | Supplying, Conveying and fixing spls. Including eart | item1 | 123.223 | Nos
41.07 | Main Panel to SubPanel 2 > 3.5 core 120 sqMM | Item313 | 250 | M | 600 |  |  | Excess(+) | 1 | Full Conversion | INR | [40 empty] | #VALUE! | #VALUE! | #VALUE! | 1.01 | Supplying, Conveying and fixing spls. Including eart | item1 | 123.223 | Nos
41.08 | Main Panel to LDB Directorate > 4 core 16 sqMM | Item314 | 20 | M | 190 |  |  | Excess(+) | 1 | Full Conversion | INR | [40 empty] | #VALUE! | #VALUE! | #VALUE! | 1.01 | Supplying, Conveying and fixing spls. Including eart | item1 | 123.223 | Nos
41.09 | Main Panel to PDB Directorate > 4 core 25 sqMM | Item315 | 20 | M | 210 |  |  | Excess(+) | 1 | Full Conversion | INR | [40 empty] | #VALUE! | #VALUE! | #VALUE! | 1.01 | Supplying, Conveying and fixing spls. Including eart | item1 | 123.223 | Nos
41.1 | Main Panel to W/S Pump > 4 core 25 sqMM | Item316 | 250 | M | 210 |  |  | Excess(+) | 1 | Full Conversion | INR | [40 empty] | #VALUE! | #VALUE! | #VALUE! | 1.01 | Supplying, Conveying and fixing spls. Including eart | item1 | 123.223 | Nos
41.11 | Main Panel to Fire Pump > 3.5 core 50 sqMM | Item317 | 200 | M | 300 |  |  | Excess(+) | 1 | Full Conversion | INR | [40 empty] | #VALUE! | #VALUE! | #VALUE! | 1.01 | Supplying, Conveying and fixing spls. Including eart | item1 | 123.223 | Nos
41.12 | Feeder Pillar to HiMast > 4 core 16 sqMM | Item318 | 120 | M | 190 |  |  | Excess(+) | 1 | Full Conversion | INR | [40 empty] | #VALUE! | #VALUE! | #VALUE! | 1.01 | Supplying, Conveying and fixing spls. Including eart | item1 | 123.223 | Nos
41.13 | Feeder Pillar to Entry Gate > 4 core 25 sqMM | Item319 | 130 | M | 210 |  |  | Excess(+) | 1 | Full Conversion | INR | [40 empty] | #VALUE! | #VALUE! | #VALUE! | 1.01 | Supplying, Conveying and fixing spls. Including eart | item1 | 123.223 | Nos
41.14 | Feeder Pillar to Water Body > 4 core 25 sqMM | Item320 | 25 | M | 210 |  |  | Excess(+) | 1 | Full Conversion | INR | [40 empty] | #VALUE! | #VALUE! | #VALUE! | 1.01 | Supplying, Conveying and fixing spls. Including eart | item1 | 123.223 | Nos
41.15 | Feeder Pillar to Outdoor Ilumination > 4 core 4 sqMM Cu-CABLE | Item321 | 650 | M | 220 |  |  | Excess(+) | 1 | Full Conversion | INR | [40 empty] | #VALUE! | #VALUE! | #VALUE! | 1.01 | Supplying, Conveying and fixing spls. Including eart | item1 | 123.223 | Nos
41.16 | Feeder Pillar to Gallery > 4 core 10 sqMM Cu-cable | Item322 | 100 | M | 430 |  |  | Excess(+) | 1 | Full Conversion | INR | [40 empty] | #VALUE! | #VALUE! | #VALUE! | 1.01 | Supplying, Conveying and fixing spls. Including eart | item1 | 123.223 | Nos
41.17 | Sub-panel1 to Food Court LDB > 4 core 16 sqMM | Item323 | 50 | M | 190 |  |  | Excess(+) | 1 | Full Conversion | INR | [40 empty] | #VALUE! | #VALUE! | #VALUE! | 1.01 | Supplying, Conveying and fixing spls. Including eart | item1 | 123.223 | Nos
41.18 | Sub-panel1 to Food Court PDB > 4 core 25 sqMM | Item324 | 50 | M | 210 |  |  | Excess(+) | 1 | Full Conversion | INR | [40 empty] | #VALUE! | #VALUE! | #VALUE! | 1.01 | Supplying, Conveying and fixing spls. Including eart | item1 | 123.223 | Nos
41.19 | Sub-panel1 to Kitchen/ Duct > 4 core 25 sqMM | Item325 | 55 | M | 210 |  |  | Excess(+) | 1 | Full Conversion | INR | [40 empty] | #VALUE! | #VALUE! | #VALUE! | 1.01 | Supplying, Conveying and fixing spls. Including eart | item1 | 123.223 | Nos
41.2 | Sub-panel1 to Food Court UPS > 4 core 16 sqMM | Item326 | 50 | M | 190 |  |  | Excess(+) | 1 | Full Conversion | INR | [40 empty] | #VALUE! | #VALUE! | #VALUE! | 1.01 | Supplying, Conveying and fixing spls. Including eart | item1 | 123.223 | Nos
41.21 | Sub-panel2 to Food Court Cold Rm> 3.5 core 35 sqMM | Item327 | 60 | M | 250 |  |  | Excess(+) | 1 | Full Conversion | INR | [40 empty] | #VALUE! | #VALUE! | #VALUE! | 1.01 | Supplying, Conveying and fixing spls. Including eart | item1 | 123.223 | Nos
41.22 | Sub-panel2 to PDB for ACs> 4 core 25 sqMM | Item328 | 45 | M | 210 |  |  | Excess(+) | 1 | Full Conversion | INR | [40 empty] | #VALUE! | #VALUE! | #VALUE! | 1.01 | Supplying, Conveying and fixing spls. Including eart | item1 | 123.223 | Nos
41.23 | End Termination of 11KV 50sqMM AL conductor | Item329 | 2 | No | 15000 |  |  | Excess(+) | 1 | Full Conversion | INR | [40 empty] | #VALUE! | #VALUE! | #VALUE! | 1.01 | Supplying, Conveying and fixing spls. Including eart | item1 | 123.223 | Nos
41.24 | End Termination of following CABLES | Item330 | [52 empty] | 1.01 | Supplying, Conveying and fixing spls. Including eart | item1 | 123.223 | Nos
41.25 | 3.5 core 185 sqMM AL | Item331 | 2 | No | 670 |  |  | Excess(+) | 1 | Full Conversion | INR | [40 empty] | #VALUE! | #VALUE! | #VALUE! | 1.01 | Supplying, Conveying and fixing spls. Including eart | item1 | 123.223 | Nos
41.26 | 3.5 core 120 sqMM AL | Item332 | 2 | No | 500 |  |  | Excess(+) | 1 | Full Conversion | INR | [40 empty] | #VALUE! | #VALUE! | #VALUE! | 1.01 | Supplying, Conveying and fixing spls. Including eart | item1 | 123.223 | Nos
41.27 | 3.5 core 95 sqMM AL | Item333 | 6 | No | 450 |  |  | Excess(+) | 1 | Full Conversion | INR | [40 empty] | #VALUE! | #VALUE! | #VALUE! | 1.01 | Supplying, Conveying and fixing spls. Including eart | item1 | 123.223 | Nos
41.28 | 3.5 core 70 sqMM AL | Item334 | 6 | No | 400 |  |  | Excess(+) | 1 | Full Conversion | INR | [40 empty] | #VALUE! | #VALUE! | #VALUE! | 1.01 | Supplying, Conveying and fixing spls. Including eart | item1 | 123.223 | Nos
41.29 | 3.5 core 50 sqMM AL | Item335 | 6 | No | 350 |  |  | Excess(+) | 1 | Full Conversion | INR | [40 empty] | #VALUE! | #VALUE! | #VALUE! | 1.01 | Supplying, Conveying and fixing spls. Including eart | item1 | 123.223 | Nos
41.3 | 4 core 25 sqMM AL | Item336 | 12 | No | 250 |  |  | Excess(+) | 1 | Full Conversion | INR | [40 empty] | #VALUE! | #VALUE! | #VALUE! | 1.01 | Supplying, Conveying and fixing spls. Including eart | item1 | 123.223 | Nos
41.31 | 4 core 16 sqMM AL | Item337 | 24 | No | 225 |  |  | Excess(+) | 1 | Full Conversion | INR | [40 empty] | #VALUE! | #VALUE! | #VALUE! | 1.01 | Supplying, Conveying and fixing spls. Including eart | item1 | 123.223 | Nos
41.32 | 4 core 10 sqMM AL | Item338 | 15 | No | 215 |  |  | Excess(+) | 1 | Full Conversion | INR | [40 empty] | #VALUE! | #VALUE! | #VALUE! | 1.01 | Supplying, Conveying and fixing spls. Including eart | item1 | 123.223 | Nos
41.33 | 4 core 10 sqMM Cu | Item339 | 15 | No | 230 |  |  | Excess(+) | 1 | Full Conversion | INR | [40 empty] | #VALUE! | #VALUE! | #VALUE! | 1.01 | Supplying, Conveying and fixing spls. Including eart | item1 | 123.223 | Nos
41.34 | 4 core 6 sqMM Cu | Item340 | 26 | No | 160 |  |  | Excess(+) | 1 | Full Conversion | INR | [40 empty] | #VALUE! | #VALUE! | #VALUE! | 1.01 | Supplying, Conveying and fixing spls. Including eart | item1 | 123.223 | Nos
41.35 | 4 core 4 sqMM Cu | Item341 | 40 | No | 135 |  |  | Excess(+) | 1 | Full Conversion | INR | [40 empty] | #VALUE! | #VALUE! | #VALUE! | 1.01 | Supplying, Conveying and fixing spls. Including eart | item1 | 123.223 | Nos
41.36 | Preparation of 3-tiered 600mm (W) X 300mm (H) Cable trench for laying of POWER, LIGHT, TELECOMMUNICATION, CAT-6 cables etc consisting of 6 nos. double-wall HDPE pipes filled with loose earth etc and 900X900X900 RCC Inspection Chambers every 25M with 8mm thick GI chequered platecover | Item342 | 500 | M | 900 |  |  | Excess(+) | 1 | Full Conversion | INR | [40 empty] | #VALUE! | #VALUE! | #VALUE! | 1.01 | Supplying, Conveying and fixing spls. Including eart | item1 | 123.223 | Nos
42 | INTERNAL WIRING FOR POWER/ LIGHT POINTS | Item343 | [52 empty] | 1.01 | Supplying, Conveying and fixing spls. Including eart | item1 | 123.223 | Nos
42.01 | Circuit Mains/ Sub-main wiring | Item344 | [52 empty] | 1.01 | Supplying, Conveying and fixing spls. Including eart | item1 | 123.223 | Nos
42.02 | Laying & fixing of concealed/ surface PVC conduits for circuit/ mains wiring for | Item345 | [52 empty] | 1.01 | Supplying, Conveying and fixing spls. Including eart | item1 | 123.223 | Nos
42.03 | Rigid PVC conduit 20 mm dia | Item346 | 2000 | M | 50 |  |  | Excess(+) | 1 | Full Conversion | INR | [40 empty] | #VALUE! | #VALUE! | #VALUE! | 1.01 | Supplying, Conveying and fixing spls. Including eart | item1 | 123.223 | Nos
42.04 | Rigid PVC conduit 25 mm dia | Item347 | 500 | M | 70 |  |  | Excess(+) | 1 | Full Conversion | INR | [40 empty] | #VALUE! | #VALUE! | #VALUE! | 1.01 | Supplying, Conveying and fixing spls. Including eart | item1 | 123.223 | Nos
42.05 | Rigid PVC conduit 32 mm dia | Item348 | 50 | M | 90 |  |  | Excess(+) | 1 | Full Conversion | INR | [40 empty] | #VALUE! | #VALUE! | #VALUE! | 1.01 | Supplying, Conveying and fixing spls. Including eart | item1 | 123.223 | Nos
42.06 | Flexible PVC conduit 20 mm dia | Item349 | 100 | M | 50 |  |  | Excess(+) | 1 | Full Conversion | INR | [40 empty] | #VALUE! | #VALUE! | #VALUE! | 1.01 | Supplying, Conveying and fixing spls. Including eart | item1 | 123.223 | Nos
42.07 | Flexible PVC conduit 25 mm dia | Item350 | 30 | M | 60 |  |  | Excess(+) | 1 | Full Conversion | INR | [40 empty] | #VALUE! | #VALUE! | #VALUE! | 1.01 | Supplying, Conveying and fixing spls. Including eart | item1 | 123.223 | Nos
42.08 | Flexible PVC conduit 32 mm dia | Item351 | 10 | M | 70 |  |  | Excess(+) | 1 | Full Conversion | INR | [40 empty] | #VALUE! | #VALUE! | #VALUE! | 1.01 | Supplying, Conveying and fixing spls. Including eart | item1 | 123.223 | Nos
42.09 | Supply & drawning of following PVC insulated FR stranded Copper-conductor wires 1100 V grade in existing PVC conduit / wiring upto plug points or AC points | Item352 | [52 empty] | 1.01 | Supplying, Conveying and fixing spls. Including eart | item1 | 123.223 | Nos
42.1 | 2 X 4.o sqMM + 1 X 2.5 sqMM for Main line PDB/ LDB > JB | Item353 | 1400 | M | 90 |  |  | Excess(+) | 1 | Full Conversion | INR | [40 empty] | #VALUE! | #VALUE! | #VALUE! | 1.01 | Supplying, Conveying and fixing spls. Including eart | item1 | 123.223 | Nos
42.11 | 2 X 2.5 sqMM + 1 X 1.5 sqMM for Sub-Mains SwitchB > Geysers/ 16 Amp | Item354 | 1600 | M | 60 |  |  | Excess(+) | 1 | Full Conversion | INR | [40 empty] | #VALUE! | #VALUE! | #VALUE! | 1.01 | Supplying, Conveying and fixing spls. Including eart | item1 | 123.223 | Nos
42.12 | 3 X 1.5 sqMM Sub-Mains Lights, fans, 6 Amp plugs | Item355 | 1900 | M | 40 |  |  | Excess(+) | 1 | Full Conversion | INR | [40 empty] | #VALUE! | #VALUE! | #VALUE! | 1.01 | Supplying, Conveying and fixing spls. Including eart | item1 | 123.223 | Nos
42.13 | Point Wiring shall be started from resp Modular Plate Switch upto 1st Light/ Fan point, cost of midular switch / Switchboard etc shall be included in price of point wiring | Item356 | [52 empty] | 1.01 | Supplying, Conveying and fixing spls. Including eart | item1 | 123.223 | Nos
42.14 | Primary Light Points (1 way) Light points/ 3 X 1.5 mm sqMM Copper wire | Item357 | 295 | No | 700 |  |  | Excess(+) | 1 | Full Conversion | INR | [40 empty] | #VALUE! | #VALUE! | #VALUE! | 1.01 | Supplying, Conveying and fixing spls. Including eart | item1 | 123.223 | Nos
42.15 | Primary Light Points (2 way) Light points/ 3 X 1.5 mm sqMM Copper wire | Item358 | 8 | No | 1200 |  |  | Excess(+) | 1 | Full Conversion | INR | [40 empty] | #VALUE! | #VALUE! | #VALUE! | 1.01 | Supplying, Conveying and fixing spls. Including eart | item1 | 123.223 | Nos
42.16 | Secondary Light Points by 3 X 1.5 mm sqMM Copper wire | Item359 | 110 | No | 400 |  |  | Excess(+) | 1 | Full Conversion | INR | [40 empty] | #VALUE! | #VALUE! | #VALUE! | 1.01 | Supplying, Conveying and fixing spls. Including eart | item1 | 123.223 | Nos
42.17 | Other points (Ceiling fan points) / 3 X 1.5 sqMM Copper wire with 300W electronic stepped fan regulator | Item360 | 16 | No | 1200 |  |  | Excess(+) | 1 | Full Conversion | INR | [40 empty] | #VALUE! | #VALUE! | #VALUE! | 1.01 | Supplying, Conveying and fixing spls. Including eart | item1 | 123.223 | Nos
42.18 | Exhaust fan point / Blower Fan point with 6 Amp point and 6 Amp switch | Item361 | 22 | No | 950 |  |  | Excess(+) | 1 | Full Conversion | INR | [40 empty] | #VALUE! | #VALUE! | #VALUE! | 1.01 | Supplying, Conveying and fixing spls. Including eart | item1 | 123.223 | Nos
42.19 | Miscallenous points like Call bell/ Buzzer/ Alarm Bell etc | Item362 | 20 | No | 750 |  |  | Excess(+) | 1 | Full Conversion | INR | [40 empty] | #VALUE! | #VALUE! | #VALUE! | 1.01 | Supplying, Conveying and fixing spls. Including eart | item1 | 123.223 | Nos
42.2 | Power Points | Item363 | [52 empty] | 1.01 | Supplying, Conveying and fixing spls. Including eart | item1 | 123.223 | Nos
42.21 | 1-6A switch control for 1 X 2/ 3 pin socket point in existing SwitchBoard | Item364 | 70 | No | 250 |  |  | Excess(+) | 1 | Full Conversion | INR | [40 empty] | #VALUE! | #VALUE! | #VALUE! | 1.01 | Supplying, Conveying and fixing spls. Including eart | item1 | 123.223 | Nos
42.22 | 1-6A switch control for 1 X 2/ 3 pin socket point in separate 3 module SwitchBoard | Item365 | 25 | No | 400 |  |  | Excess(+) | 1 | Full Conversion | INR | [40 empty] | #VALUE! | #VALUE! | #VALUE! | 1.01 | Supplying, Conveying and fixing spls. Including eart | item1 | 123.223 | Nos
42.23 | 1-6A switch control for 1 X 2/ 3 pin socket point in separate 6 module SwitchBoard | Item366 | 12 | No | 700 |  |  | Excess(+) | 1 | Full Conversion | INR | [40 empty] | #VALUE! | #VALUE! | #VALUE! | 1.01 | Supplying, Conveying and fixing spls. Including eart | item1 | 123.223 | Nos
42.24 | Geyser Point 1 X 6A/ 16A for 3/ 5 pin socket in a 3-Module w/ indicator | Item367 | 22 | No | 750 |  |  | Excess(+) | 1 | Full Conversion | INR | [40 empty] | #VALUE! | #VALUE! | #VALUE! | 1.01 | Supplying, Conveying and fixing spls. Including eart | item1 | 123.223 | Nos
42.25 | Indoor AC starter Switch in a 3 Module for 1.5T/ 2.0T AC | Item368 | 15 | No | 500 |  |  | Excess(+) | 1 | Full Conversion | INR | [40 empty] | #VALUE! | #VALUE! | #VALUE! | 1.01 | Supplying, Conveying and fixing spls. Including eart | item1 | 123.223 | Nos
42.26 | 1-16A switch controlling 3/ 5 Pin socket in a 3-Module Board | Item369 | 24 | No | 500 |  |  | Excess(+) | 1 | Full Conversion | INR | [40 empty] | #VALUE! | #VALUE! | #VALUE! | 1.01 | Supplying, Conveying and fixing spls. Including eart | item1 | 123.223 | Nos
42.27 | Junction Box/ Modular Junction Board | Item370 | [52 empty] | 1.01 | Supplying, Conveying and fixing spls. Including eart | item1 | 123.223 | Nos
42.28 | Supply and fixing of 65 dia PVC Junction Box on ceiling with necessary connectors | Item371 | 76 | No | 200 |  |  | Excess(+) | 1 | Full Conversion | INR | [40 empty] | #VALUE! | #VALUE! | #VALUE! | 1.01 | Supplying, Conveying and fixing spls. Including eart | item1 | 123.223 | Nos
42.29 | Supply and fixing of 125X 100X 65v PVC Modular Junction Board (1M/ 3M etc) | Item372 | 5 | No | 300 |  |  | Excess(+) | 1 | Full Conversion | INR | [40 empty] | #VALUE! | #VALUE! | #VALUE! | 1.01 | Supplying, Conveying and fixing spls. Including eart | item1 | 123.223 | Nos
43 | EARTHING SYSTEM | Item373 | [52 empty] | 1.01 | Supplying, Conveying and fixing spls. Including eart | item1 | 123.223 | Nos
43.01 | Excavation of soil for installation of Earth Electrode and filling & ramming for SOIL engineering | Item374 | 50 | CuM | 215 |  |  | Excess(+) | 1 | Full Conversion | INR | [40 empty] | #VALUE! | #VALUE! | #VALUE! | 1.01 | Supplying, Conveying and fixing spls. Including eart | item1 | 123.223 | Nos
43.02 | Supply, installation, testing and Commissioning of for INSTALLATION Earthing with 50 mm dia GI pipe 3.64 mm thick x 3.04 Mts. long and 1 x 4 SWG GI (Hot Dip) wire (4 Mts. long), 13 mm dia x 80 mm long GI bolts, double nuts, double washers incl. S & F 15 mm dia GI pipe protection (1 Mts. long) to be filled with bitumen partly under the ground level and partly above ground level driven to an average depth of 3.65 Mts. below the ground level as below: By TATA-Medium GI pipe | Item375 | 30 | No | 6000 |  |  | Excess(+) | 1 | Full Conversion | INR | [40 empty] | #VALUE! | #VALUE! | #VALUE! | 1.01 | Supplying, Conveying and fixing spls. Including eart | item1 | 123.223 | Nos
43.03 | Extra for providing masonery enclosure on the top of the earth electrode of overall size 86.36 cm x 86.36 cm x 46 cm deep (below Ground level) complete with cemented brick work(1:6) of 25 cm width duly plastered with cement morter (inside) CI hinged inspection cover of size 36.56 cm x 35.56 cm with locking arrangement, GI reducer including drilling of 46 nos. 12 mm dia holes on the GI pipe | Item376 | 30 | No | 500 |  |  | Excess(+) | 1 | Full Conversion | INR | [40 empty] | #VALUE! | #VALUE! | #VALUE! | 1.01 | Supplying, Conveying and fixing spls. Including eart | item1 | 123.223 | Nos
43.04 | Extra for treatment of soil by using salt & charcoal or coke for plate electrode | Item377 | 30 | No | 500 |  |  | Excess(+) | 1 | Full Conversion | INR | [40 empty] | #VALUE! | #VALUE! | #VALUE! | 1.01 | Supplying, Conveying and fixing spls. Including eart | item1 | 123.223 | Nos
43.05 | Supply, installation, testing and Commissioning of for INSTALLATION Earthing as per IS 3043 with 600X600X 3.13 mm Copper Plate at a depth of 3.0 M | Item378 | 10 | No | 14000 |  |  | Excess(+) | 1 | Full Conversion | INR | [40 empty] | #VALUE! | #VALUE! | #VALUE! | 1.01 | Supplying, Conveying and fixing spls. Including eart | item1 | 123.223 | Nos
43.06 | Supply, Laying and interconnections of following GI STRIP: | Item379 | [52 empty] | 1.01 | Supplying, Conveying and fixing spls. Including eart | item1 | 123.223 | Nos
43.07 | 25 X 6 sqMM GI Strip | Item380 | 150 | M | 150 |  |  | Excess(+) | 1 | Full Conversion | INR | [40 empty] | #VALUE! | #VALUE! | #VALUE! | 1.01 | Supplying, Conveying and fixing spls. Including eart | item1 | 123.223 | Nos
43.08 | 25 X 3 sqMM GI Strip | Item381 | 130 | M | 105 |  |  | Excess(+) | 1 | Full Conversion | INR | [40 empty] | #VALUE! | #VALUE! | #VALUE! | 1.01 | Supplying, Conveying and fixing spls. Including eart | item1 | 123.223 | Nos
43.09 | 8 SWG GI wire | Item382 | 51 | M | 15 |  |  | Excess(+) | 1 | Full Conversion | INR | [40 empty] | #VALUE! | #VALUE! | #VALUE! | 1.01 | Supplying, Conveying and fixing spls. Including eart | item1 | 123.223 | Nos
43.1 | 12 SWG Bare Copper conductor | Item383 | 36 | M | 60 |  |  | Excess(+) | 1 | Full Conversion | INR | [40 empty] | #VALUE! | #VALUE! | #VALUE! | 1.01 | Supplying, Conveying and fixing spls. Including eart | item1 | 123.223 | Nos
43.11 | Supply, installation, testing and Commissioning of of test links | Item384 | 16 | No | 430 |  |  | Excess(+) | 1 | Full Conversion | INR | [40 empty] | #VALUE! | #VALUE! | #VALUE! | 1.01 | Supplying, Conveying and fixing spls. Including eart | item1 | 123.223 | Nos
44 | LIGHTNING ARRESTOR | Item385 | [52 empty] | 1.01 | Supplying, Conveying and fixing spls. Including eart | item1 | 123.223 | Nos
44.01 | Supply, installation, testing and Commissioning of of Earth Station with 50 mm dia GI pipe 3.64 mm thick x 3.04 Mts. long and 1 x 4 SWG GI (Hot Dip) wire (4 Mts. long), 13 mm dia x 80 mm long GI bolts, double nuts, double washers incl. S & F 15 mm dia GI pipe protection (1 Mts. long) to be filled with bitumen partly under the ground level and partly above ground level driven to an average depth of 3.65 Mts. below the ground level as below: By TATA-Medium GI pipe | Item386 | 30 | No | 6000 |  |  | Excess(+) | 1 | Full Conversion | INR | [40 empty] | #VALUE! | #VALUE! | #VALUE! | 1.01 | Supplying, Conveying and fixing spls. Including eart | item1 | 123.223 | Nos
44.02 | Supply, Laying and interconnections of following GI STRIP: 25 X 6 sqMM GI Strip | Item387 | 120 | M | 150 |  |  | Excess(+) | 1 | Full Conversion | INR | [40 empty] | #VALUE! | #VALUE! | #VALUE! | 1.01 | Supplying, Conveying and fixing spls. Including eart | item1 | 123.223 | Nos
44.03 | Supply, installation, testing and Commissioning of of AIR-TERMINAL UNIT Lightning finial constrcucted of 40 mm dia 1M long GI pipe with 3/ 5 nos of lightning prong fitted on a 150 mm dia base plate | Item388 | 8 | No | 2000 |  |  | Excess(+) | 1 | Full Conversion | INR | [40 empty] | #VALUE! | #VALUE! | #VALUE! | 1.01 | Supplying, Conveying and fixing spls. Including eart | item1 | 123.223 | Nos
45 | SOLAR POWER | Item389 | [52 empty] | 1.01 | Supplying, Conveying and fixing spls. Including eart | item1 | 123.223 | Nos
45.01 | Solar Power Generation 5 KW Peak : Grid connect with Imp-Ex meter | Item390 | 1 | LS | 50000 |  |  | Excess(+) | 1 | Full Conversion | INR | [40 empty] | #VALUE! | #VALUE! | #VALUE! | 1.01 | Supplying, Conveying and fixing spls. Including eart | item1 | 123.223 | Nos
46 | MISCELLANEOUS | Item391 | [52 empty] | 1.01 | Supplying, Conveying and fixing spls. Including eart | item1 | 123.223 | Nos
46.01 | Supply, installation, testing and Commissioning of of 225/ 200 dia Exhaust Fan with Louvre | Item392 | 9 | No | 1500 |  |  | Excess(+) | 1 | Full Conversion | INR | [40 empty] | #VALUE! | #VALUE! | #VALUE! | 1.01 | Supplying, Conveying and fixing spls. Including eart | item1 | 123.223 | Nos
46.02 | Supply, installation, testing and Commissioning of of Low-pressure Centrifugal Fan 600 mm with GI sheet Kitchen Duct | Item393 | 1 | No | 30000 |  |  | Excess(+) | 1 | Full Conversion | INR | [40 empty] | #VALUE! | #VALUE! | #VALUE! | 1.01 | Supplying, Conveying and fixing spls. Including eart | item1 | 123.223 | Nos
46.03 | Supply, installation, testing and Commissioning of of cabin/ Wall-bracket fan 400 mm dia | Item394 | 14 | No | 2750 |  |  | Excess(+) | 1 | Full Conversion | INR | [40 empty] | #VALUE! | #VALUE! | #VALUE! | 1.01 | Supplying, Conveying and fixing spls. Including eart | item1 | 123.223 | Nos
46.04 | Supply, installation, testing and Commissioning of of 1400 mm sweep Ceiling Fan | Item395 | 24 | No | 2250 |  |  | Excess(+) | 1 | Full Conversion | INR | [40 empty] | #VALUE! | #VALUE! | #VALUE! | 1.01 | Supplying, Conveying and fixing spls. Including eart | item1 | 123.223 | Nos
46.05 | Supply, installation, testing and Commissioning of of 1200 mm sweep Ceiling Fan | Item396 | 2 | No | 1900 |  |  | Excess(+) | 1 | Full Conversion | INR | [40 empty] | #VALUE! | #VALUE! | #VALUE! | 1.01 | Supplying, Conveying and fixing spls. Including eart | item1 | 123.223 | Nos
46.06 | Supply, installation, testing and Commissioning of of 2 KVA UPS with 30 min battery back-up | Item397 | 9 | No | 250000 |  |  | Excess(+) | 1 | Full Conversion | INR | [40 empty] | #VALUE! | #VALUE! | #VALUE! | 1.01 | Supplying, Conveying and fixing spls. Including eart | item1 | 123.223 | Nos
46.07 | Excavation of Earth for cable-laying etc upto a depth of 1M | Item398 | 100 | cuM | 215 |  |  | Excess(+) | 1 | Full Conversion | INR | [40 empty] | #VALUE! | #VALUE! | #VALUE! | 1.01 | Supplying, Conveying and fixing spls. Including eart | item1 | 123.223 | Nos
46.08 | Earthwork filling in trenches for cable-laying etc upto a depth of 1M | Item399 | 50 | cuM | 140 |  |  | Excess(+) | 1 | Full Conversion | INR | [40 empty] | #VALUE! | #VALUE! | #VALUE! | 1.01 | Supplying, Conveying and fixing spls. Including eart | item1 | 123.223 | Nos
46.09 | Laying of 2nd class brick for surface-trench. covered with sand for CABLE LAYING | Item400 | 2000 | No | 15 |  |  | Excess(+) | 1 | Full Conversion | INR | [40 empty] | #VALUE! | #VALUE! | #VALUE! | 1.01 | Supplying, Conveying and fixing spls. Including eart | item1 | 123.223 | Nos
46.1 | Chase cutting in wall for cables/ conduits/ switchboxes etc | Item401 | 240 | M | 50 |  |  | Excess(+) | 1 | Full Conversion | INR | [40 empty] | #VALUE! | #VALUE! | #VALUE! | 1.01 | Supplying, Conveying and fixing spls. Including eart | item1 | 123.223 | Nos
46.11 | Supply, installation, testing and Commissioning of 3HP Axial Flow Fan with Blower Duct in Galleries | Item402 | 8 | No | 25000 |  |  | Excess(+) | 1 | Full Conversion | INR | [40 empty] | #VALUE! | #VALUE! | #VALUE! | 1.01 | Supplying, Conveying and fixing spls. Including eart | item1 | 123.223 | Nos
46.12 | Supply, installation, testing and Commissioning of 2.4M wide AIR-CURTAIN of Air Velocity: >20-22 m/s, >15-17 m/s and Noise Level <70 DB in Gallery Entry/ Exits complete with switch etc | Item403 | 8 | No | 15000 |  |  | Excess(+) | 1 | Full Conversion | INR | [40 empty] | #VALUE! | #VALUE! | #VALUE! | 1.01 | Supplying, Conveying and fixing spls. Including eart | item1 | 123.223 | Nos
46.13 | Supply, installation, testing and Commissioning of 1.5T split AC inverter type complete with starter switch, external bracketed ODC etc | Item404 | 12 | No | 37500 |  |  | Excess(+) | 1 | Full Conversion | INR | [40 empty] | #VALUE! | #VALUE! | #VALUE! | 1.01 | Supplying, Conveying and fixing spls. Including eart | item1 | 123.223 | Nos
46.14 | ILLUMINATION WORKS | Item405 | [52 empty] | 1.01 | Supplying, Conveying and fixing spls. Including eart | item1 | 123.223 | Nos
47 | OUTDOOR LIGHTING | Item406 | [52 empty] | 1.01 | Supplying, Conveying and fixing spls. Including eart | item1 | 123.223 | Nos
47.01 | Supply, installation, testing and Commissioning of of decoraive type Streetlight POLE 2 M height complete with loopbox connections & containg 1 no. 6Amp SP MCB including LED 11W lumiere | Item407 | 12 | NO. | 10200 |  |  | Excess(+) | 1 | Full Conversion | INR | [40 empty] | #VALUE! | #VALUE! | #VALUE! | 1.01 | Supplying, Conveying and fixing spls. Including eart | item1 | 123.223 | Nos
47.02 | Supply, installation, testing and Commissioning of of high-mast 6M Streetlight POLE complete with loopbox connections & containg 1 no. 10Amp SP MCB including LED 70W X 3 lumiere | Item408 | 12 | NO. | 6000 |  |  | Excess(+) | 1 | Full Conversion | INR | [40 empty] | #VALUE! | #VALUE! | #VALUE! | 1.01 | Supplying, Conveying and fixing spls. Including eart | item1 | 123.223 | Nos
47.03 | Supply, installation, testing and Commissioning of of outdoor type weatherproof JB for loop-in loop-out purpose to be fixed on lightpoles | Item409 | 24 | NO. | 960 |  |  | Excess(+) | 1 | Full Conversion | INR | [40 empty] | #VALUE! | #VALUE! | #VALUE! | 1.01 | Supplying, Conveying and fixing spls. Including eart | item1 | 123.223 | Nos
47.04 | Supply, installation, testing and Commissioning of of outdoor type lighting bollards with 9W LED lumiere | Item410 | 45 | NO. | 6540 |  |  | Excess(+) | 1 | Full Conversion | INR | [40 empty] | #VALUE! | #VALUE! | #VALUE! | 1.01 | Supplying, Conveying and fixing spls. Including eart | item1 | 123.223 | Nos
47.05 | Supply, installation, testing and Commissioning of of external wall-bracket 11W LED lumiere for building illumination | Item411 | 30 | NO. | 1800 |  |  | Excess(+) | 1 | Full Conversion | INR | [40 empty] | #VALUE! | #VALUE! | #VALUE! | 1.01 | Supplying, Conveying and fixing spls. Including eart | item1 | 123.223 | Nos
47.06 | Supply, installation, testing and Commissioning of of Construction of spike earthing PIT with 20mm dia 2M lond MS rod for streetlight pole/ High-mast with 2 nos 8 SWG Gi wire complete all accessories etc as reqd | Item412 | 15 | NO. | 10200 |  |  | Excess(+) | 1 | Full Conversion | INR | [40 empty] | #VALUE! | #VALUE! | #VALUE! | 1.01 | Supplying, Conveying and fixing spls. Including eart | item1 | 123.223 | Nos
48 | ILLUMINATION/ LIGHTING FIXTURE | Item413 | [52 empty] | 1.01 | Supplying, Conveying and fixing spls. Including eart | item1 | 123.223 | Nos
48.01 | Supply, installation, testing and Commissioning of of surface mounted downlighter with 11W LED lumiere complete with all accessories | Item414 | 48 | No | 2220 |  |  | Excess(+) | 1 | Full Conversion | INR | [40 empty] | #VALUE! | #VALUE! | #VALUE! | 1.01 | Supplying, Conveying and fixing spls. Including eart | item1 | 123.223 | Nos
48.02 | Supply, installation, testing and Commissioning of of recessed downlighter with 11W LED lumiere complete with all accessories | Item415 | 48 | No | 2820 |  |  | Excess(+) | 1 | Full Conversion | INR | [40 empty] | #VALUE! | #VALUE! | #VALUE! | 1.01 | Supplying, Conveying and fixing spls. Including eart | item1 | 123.223 | Nos
48.03 | Supply, installation, testing and Commissioning of of external bulkhead with 12KW lumiere complete with polycarbonate cover | Item416 | 12 | No | 5040 |  |  | Excess(+) | 1 | Full Conversion | INR | [40 empty] | #VALUE! | #VALUE! | #VALUE! | 1.01 | Supplying, Conveying and fixing spls. Including eart | item1 | 123.223 | Nos
48.04 | Supply, installation, testing and Commissioning of of movable type 12W LED dowlighter spot on 1M track-circuits | Item417 | 40 | No | 3000 |  |  | Excess(+) | 1 | Full Conversion | INR | [40 empty] | #VALUE! | #VALUE! | #VALUE! | 1.01 | Supplying, Conveying and fixing spls. Including eart | item1 | 123.223 | Nos
48.05 | Supply, installation, testing and Commissioning of of mirror light in toilets with 5W LED lumiere | Item418 | 24 | No | 2520 |  |  | Excess(+) | 1 | Full Conversion | INR | [40 empty] | #VALUE! | #VALUE! | #VALUE! | 1.01 | Supplying, Conveying and fixing spls. Including eart | item1 | 123.223 | Nos
48.06 | Supply, installation, testing and Commissioning of of 600X600 sqMM recessed downlighter with mirror-optics and 18W X2 lumiere in workshop, conservation LAB & gift shop | Item419 | 24 | No | 2160 |  |  | Excess(+) | 1 | Full Conversion | INR | [40 empty] | #VALUE! | #VALUE! | #VALUE! | 1.01 | Supplying, Conveying and fixing spls. Including eart | item1 | 123.223 | Nos
48.07 | Supply, installation, testing and Commissioning of of surface-mounted LED tubelight 20W | Item420 | 16 | No | 1080 |  |  | Excess(+) | 1 | Full Conversion | INR | [40 empty] | #VALUE! | #VALUE! | #VALUE! | 1.01 | Supplying, Conveying and fixing spls. Including eart | item1 | 123.223 | Nos
48.08 | Supply, installation, testing and Commissioning of of indoor type LED ropelight with 5W lumiere per metre | Item421 | 60 | M | 1920 |  |  | Excess(+) | 1 | Full Conversion | INR | [40 empty] | #VALUE! | #VALUE! | #VALUE! | 1.01 | Supplying, Conveying and fixing spls. Including eart | item1 | 123.223 | Nos
48.09 | Supply, installation, testing and Commissioning of of indoor type Bracket Luminaire 30W LED (Karona Fort - KLIte) | Item422 | 8 | M | 16800 |  |  | Excess(+) | 1 | Full Conversion | INR | [40 empty] | #VALUE! | #VALUE! | #VALUE! | 1.01 | Supplying, Conveying and fixing spls. Including eart | item1 | 123.223 | Nos
48.1 | LANDSCAPING & OUTDOOR FURNITURE WORKS | Item423 | [52 empty] | 1.01 | Supplying, Conveying and fixing spls. Including eart | item1 | 123.223 | Nos
49 | WATERBODY SHORING | Item424 | [52 empty] | 1.01 | Supplying, Conveying and fixing spls. Including eart | item1 | 123.223 | Nos
49.01 | Supplying Sal-bullah piles at work site, including dressing and making one end pointed for entire shoreline 200M (iii) 100mm diameter Ref SoRd PWD WB version 2017 Page 335 Item 18.19 (i)/ RD | Item425 | 3200 | M | 142 |  |  | Excess(+) | 1 | Full Conversion | INR | [40 empty] | #VALUE! | #VALUE! | #VALUE! | 1.01 | Supplying, Conveying and fixing spls. Including eart | item1 | 123.223 | Nos
49.02 | Coal tarring on wooden surfaces including cost of materials (a) Double coat Ref SoRd PWD WB version 2017 Page 335 Item 18.27 (i)/ RD | Item426 | 500 | SqM | 36 |  |  | Excess(+) | 1 | Full Conversion | INR | [40 empty] | #VALUE! | #VALUE! | #VALUE! | 1.01 | Supplying, Conveying and fixing spls. Including eart | item1 | 123.223 | Nos
49.03 | Labour for driving Sal-bullah / Eucalyptus bullah piles by monkey in sorts of soil including hoisting and placing piles in position, protecting the pile head with iron ring and cutting and shaping heads before and after driving and including hire and labour for necessary driving appliances and all tackles. (i) 100mm diameter Ref SoRd PWD WB version 2017 Page 334 Item 18.17 (i)/ Rd | Item427 | 3200 | M | 83 |  |  | Excess(+) | 1 | Full Conversion | INR | [40 empty] | #VALUE! | #VALUE! | #VALUE! | 1.01 | Supplying, Conveying and fixing spls. Including eart | item1 | 123.223 | Nos
49.04 | Single Brick Flat Soling of picked jhama bricks including ramming and dressing bed to proper level and filling joints with local sand. Ref SoR PWD WB version 2017 Page 14 Item 1/3rd corri bld | Item428 | 26 | SqM | 361 |  |  | Excess(+) | 1 | Full Conversion | INR | [40 empty] | #VALUE! | #VALUE! | #VALUE! | 1.01 | Supplying, Conveying and fixing spls. Including eart | item1 | 123.223 | Nos
49.05 | Controlled Cement concrete with well graded stone chips (20 mm nominalsize) excluding shuttering and reinforcement with complete design of concrete as per IS : 456 and relevant special publications, submission of job mix formula after preliminary mix design after testing of concrete cubes as per direction of Engineer-in charge. Consumption of cement will not be less than 300 Kg of cement with Super plasticiser per cubic meter of controlled concrete but actual consumption will be determined on the basis of preliminary test and job mix foumula. In ground floor and foundation. [using concrete mixture M 25 Grade] (i) Pakur Variety Ref SoR PWD WB version 2017 Page 24 Item 6(i)/3rd corr bld | Item429 | 35 | CuM | 6649.71 |  |  | Excess(+) | 1 | Full Conversion | INR | [40 empty] | #VALUE! | #VALUE! | #VALUE! | 1.01 | Supplying, Conveying and fixing spls. Including eart | item1 | 123.223 | Nos
49.06 | Reinforcement for concrete work including distribution bars, stirrups, binders etc initial straightening and removal of loose rust (if necessary), cutting to requisite length, hooking and bending to correct shape, placing in proper position and binding with 16 gauge black annealed wire at every intersection, complete as per drawing and direction. | Item430 | [52 empty] | 1.01 | Supplying, Conveying and fixing spls. Including eart | item1 | 123.223 | Nos
49.07 | For works in foundation and upto roof of ground floor Tor steel/Mild Steel with SAIL/ TATA/ RINL Ref SoR PWD WB version 2017 Page 44 Item 40 (a) (i) | Item431 | 4.1 | MT | 70557.52 |  |  | Excess(+) | 1 | Full Conversion | INR | [40 empty] | #VALUE! | #VALUE! | #VALUE! | 1.01 | Supplying, Conveying and fixing spls. Including eart | item1 | 123.223 | Nos
49.08 | Hire and labour charges for shuttering with centering and necessary staging upto 4 m using approved stout props and thick hard wood planks of approved thickness with required bracing for concrete slabs, beams and columns, lintels curved or straight including fitting, fixing and striking out after completion of works (upto roof of ground floor) | Item432 | [52 empty] | 1.01 | Supplying, Conveying and fixing spls. Including eart | item1 | 123.223 | Nos
49.09 | (a)25 mm to 30 mm thick wooden shuttering as per decision & direction of Engineer-In-Charge. Ref SoR PWD WB version 2017 Page 42 Item 36 (a) | Item433 | 115 | SqM | 335 |  |  | Excess(+) | 1 | Full Conversion | INR | [40 empty] | #VALUE! | #VALUE! | #VALUE! | 1.01 | Supplying, Conveying and fixing spls. Including eart | item1 | 123.223 | Nos
49.1 | Supplying, testing and installation of 1.0-2.0 m wide Woven Jute Geotextile (JGT) 724 gm/sqm possessing tensile strength of 25 kN/m (+10%, -5% tolerance) with a porometry around 150 to 400 micron and thickness 2 mm. Jute fabric should be laid with overlaps of 150 mm crosswise and 300 mm longitudinally duly secured to subgrade by U-shaped M.S. staples (11 gauge)/ round head country nail of 150 mm length at an interval of 750 mm or as per direction of the Engineerin- Charge. (b) Using Treated Woven Jute Geotextile with approved rot-resistant (eco-friendly) additive. Note: Payment of this item will be made on the finished area of the jute geotextile. Ref SoRd PWD WB version 2017 Page 242 Item 3.31 (B)/ Rd | Item434 | 190 | SqM | 96.7 |  |  | Excess(+) | 1 | Full Conversion | INR | [40 empty] | #VALUE! | #VALUE! | #VALUE! | 1.01 | Supplying, Conveying and fixing spls. Including eart | item1 | 123.223 | Nos
49.11 | Supplying empty Cement bags in good condition . (Rate per 100 bags) Ref SoR PWD WB version 2017 Page 336 Item 18.28/Rd | Item435 | 5500 | 100 No | 330 |  |  | Excess(+) | 1 | Full Conversion | INR | [40 empty] | #VALUE! | #VALUE! | #VALUE! | 1.01 | Supplying, Conveying and fixing spls. Including eart | item1 | 123.223 | Nos
49.12 | Filling empty Cement bags with dry earth, stitching the bag (cost of thread included), carrying and placing them in position and all incidental charges complete excluding cost of earth & gunny bags. (Rate per 100 bags) P-336/18.29/Rd | Item436 | 5500 | 100 No | 350 |  |  | Excess(+) | 1 | Full Conversion | INR | [40 empty] | #VALUE! | #VALUE! | #VALUE! | 1.01 | Supplying, Conveying and fixing spls. Including eart | item1 | 123.223 | Nos
49.13 | Pumping out water from ponds or tanks Ref SoR PWD WB version 2017 Page 4 Item 8/Bld | Item437 | 2840 | %CuM | 1044 |  |  | Excess(+) | 1 | Full Conversion | INR | [40 empty] | #VALUE! | #VALUE! | #VALUE! | 1.01 | Supplying, Conveying and fixing spls. Including eart | item1 | 123.223 | Nos
50 | HARDSCAPE & ROADS | Item438 | [52 empty] | 1.01 | Supplying, Conveying and fixing spls. Including eart | item1 | 123.223 | Nos
50.01 | FOR ROADS: Single Brick Flat Soling of picked jhama bricks including ramming and dressing bed to proper level and filling joints with local sand. Ref SoR PWD WB version 2017 Page 14 Item 1/3rd corri bld | Item439 | 2200 | SqM | 361 |  |  | Excess(+) | 1 | Full Conversion | INR | [40 empty] | #VALUE! | #VALUE! | #VALUE! | 1.01 | Supplying, Conveying and fixing spls. Including eart | item1 | 123.223 | Nos
50.02 | Box cutting or filling in Road embankment in all sorts of soil including spreading the spoils properly over the flank as necessary or on berm to approximate grade & camber and rolling the sub-grade with power roller to proper camber and grade as per direction and satisfaction of Engineer-in-charge including uprooting and removing plants and jungles when and where necessary. Ref SoRd vol iii PWD WB version 2015 Page 240 Item 3.16/Rd | Item440 | [52 empty] | 1.01 | Supplying, Conveying and fixing spls. Including eart | item1 | 123.223 | Nos
50.03 | Depth up to 150 mm. Ref SoR vol iii PWD WB version 2015 Page 240 Item 3.16 (a)/ Rd | Item441 | 450 | SqM | 14.4 |  |  | Excess(+) | 1 | Full Conversion | INR | [40 empty] | #VALUE! | #VALUE! | #VALUE! | 1.01 | Supplying, Conveying and fixing spls. Including eart | item1 | 123.223 | Nos
50.04 | For each additional Depth of 150mm and part thereof. Ref SoR vol iii PWD WB version 2015 Page 240 Item 3.16 (b/ Rd | Item442 | 450 | SqM | 19 |  |  | Excess(+) | 1 | Full Conversion | INR | [40 empty] | #VALUE! | #VALUE! | #VALUE! | 1.01 | Supplying, Conveying and fixing spls. Including eart | item1 | 123.223 | Nos
50.05 | FOR ROADS: Construction of Sub Base using Local Materials: Construction of Sub Base using Local Materials, spreading in uniform layers with Motor grader on prepared surface, including screening the metal as necessary, mixing by mix in place method with Rotavator at OMC, and compacting with vibratory roller to achieve the desired density, lighting, guarding and barricading including cost and carriage of all materials and making necessary earthen bundh of one M wide on each side to protect the edges complete as per Clause 401 of Specifications for Road & Bridge Works of MoRT&H (5th Revision). (i) For Construction of Sub Base by compacting 1st class brick aggregates (40 mm down) and sand (in proportion of 60:40). Note: Add cost at site of 0.90 m3 of brick aggregates and 0.48 m3 of medium sand (loose volume) to arrive at the consolidated rate. Ref SoR vol iii PWD WB version 2015 Page 247 Item 4.09 (i)/ Rd 0.48cum medium sand*Rs.1180+0.9cum brick40mm down*Rs.1386+Rs.317=Rs.2130.8 | Item443 | 863 | Cum | 2130.8 |  |  | Excess(+) | 1 | Full Conversion | INR | [40 empty] | #VALUE! | #VALUE! | #VALUE! | 1.01 | Supplying, Conveying and fixing spls. Including eart | item1 | 123.223 | Nos
50.06 | Open -Graded Premix surfacing using Bituminous (Viscosity grade Paving Bitumen/Modified bityumen) Binder and Mobile Hot Mix Plant (Light Duty) Providing Laying and rolling of Open Graded Premix surfacing of 20 mm thickness composed of 13.2 mm (@0.018 m3/m2) and 11.2 mm (0.009 m3/m2) size stone aggregates, including thoroughly cleaning of the surface, screening, cleaning and preheating stone chips and fully pre-coating the same either using viscosity grade paving bitumen or cut-back or emulsion carrying the mixture by any suitable arrangement laying the mixture uniformly over the surface including line grade level to serve as wearing course on a previously prepared base including mixing in Mobile Hot Mix Pklant (Light Duty) and thoroughly rolling with a smooth wheeled roller 8-10 tonne capacity finished to required level and grade including cosst and carriage of stone chips and matrix heating the matrix preheating the aggregates to required temperature and including the hire charges of Mobile Hot Mix Plant (Light Duty) and other machinery pay of operators cost of fuel and lubricants etc. complete to be followed by seal coat of either Type A or Type B as per Technical Specification Clause 508 of Specifications for for Rural Roads of MORD. | Item444 | 9200 | Sqm | 125.84 |  |  | Excess(+) | 1 | Full Conversion | INR | [40 empty] | #VALUE! | #VALUE! | #VALUE! | 1.01 | Supplying, Conveying and fixing spls. Including eart | item1 | 123.223 | Nos
50.07 | Providing and applying tack coat using Cationic bituminous emulsion of approved grade conforming to IS : 8887-1978, on the prepared surface cleaned with Hydraulic broom, moistening the surface, including cost and carriage of emulsion, hire charges of machineries and labour, cost of fuel and lubricants all complete as per Clause 503 of Specifications for Road & Bridges Works of MoRT&H(5th revision). ((i) Using Bitumen emulsion of 0.2 to0.3 kg per sqm.) | Item445 | 9200 | Sqm | 10.36 |  |  | Excess(+) | 1 | Full Conversion | INR | [40 empty] | #VALUE! | #VALUE! | #VALUE! | 1.01 | Supplying, Conveying and fixing spls. Including eart | item1 | 123.223 | Nos
50.08 | Providing and laying Premixed Seal Coat (Type B) with approved quality sand/grit @ 0.6 m3/ 100 m2 and bitumen binder on thoroughly cleaned black top surface coated with tack coat, including heating and mixing cleaned sand/grit (100 % passing through 2.36 mm sieve and retained on 180 micron sieve) uniformly with bitumen binder, laying and spreading the mix at an uniform rate using suitable means, brushing the surface, if necessary, to ensure uniformity, followed by rolling with power roller including the cost and carriage of binder and aggregates, cost of heating the binder and aggregates and all other incidental charges, cost of fuel and lubricants, including hire charges of machineries, tools & plants required for construction and quality control complete as per Clause 511 of Specifications for Road & Bridge Works of MoRT&H (5th Revision | Item446 | 9200 | Sqm | 43.3 |  |  | Excess(+) | 1 | Full Conversion | INR | [40 empty] | #VALUE! | #VALUE! | #VALUE! | 1.01 | Supplying, Conveying and fixing spls. Including eart | item1 | 123.223 | Nos
50.09 | Providing and applying Primer Coat for priming of base course with Cationic bituminous emulsion of approved grade and requisite quantity on prepared surface to of granular base, including cleaning of road surface and spraying primer using Mechanical means including cost and carriage of bitumen emulsion and all other incidental costs of work complete as per Clause 502 of Specifications for Road & Bridges Works of MoRT&H(5th revision). | Item447 | 9200 | Sqm | 32.31 |  |  | Excess(+) | 1 | Full Conversion | INR | [40 empty] | #VALUE! | #VALUE! | #VALUE! | 1.01 | Supplying, Conveying and fixing spls. Including eart | item1 | 123.223 | Nos
50.1 | WATER BOUND MACADAM BASE COURSE Providing, laying, spreading and compacting stone aggregates of specific sizes to water bound macadam specifications including spreading in uniform thickness, hand packing, rolling with vibratory roller 8-10 tonnes in stages to proper grade and camber, watering including lighting, guarding, barricading and making necessary earthen bundh of 1 metre width on each side and preparing the bed by necessary cutting or filling, including cost of all materials and hire and labour charges of all men and machinery,; and compacting to the required density as per Clause 404 of Specifications for Road & Bridges Works of MoRT&H (5th revision). | Item448 | 863 | Cum | 3126.99 |  |  | Excess(+) | 1 | Full Conversion | INR | [40 empty] | #VALUE! | #VALUE! | #VALUE! | 1.01 | Supplying, Conveying and fixing spls. Including eart | item1 | 123.223 | Nos
50.11 | FOR ROADS: Providing and laying bituminous macadam with Mobile Hot Mix Plant (Light Duty) using approved crushed aggregates of specified grading as per Table 500.7 premixed with bituminous binder, transported to site laid over a previously prepared surface at specified laying temperature by means of approved and suitable arrangements to the required grade, level and alignment and rolled with suitable power roller for break down, inter-mediate and finished rolling as per specification to achieve the desired compaction including cost and carriage of stone materials and bitumen, hire charges of machinery and equipment, cost of fuel and lubricants and wages of operational staff, quality control complete as per Specifications for Road &Bridge Works of MoRT&H (5th Revision). A. For Grading 1 (40 mm nominal size, 80-100 mm thick.) Ref SoRd vol iii PWD WB version 2018 Page 252 Item 5.0/ Rd | Item449 | 460 | Cum | 6563.9 |  |  | Excess(+) | 1 | Full Conversion | INR | [40 empty] | #VALUE! | #VALUE! | #VALUE! | 1.01 | Supplying, Conveying and fixing spls. Including eart | item1 | 123.223 | Nos
50.12 | GRAVEL FILL: Supplying & laying gravel over 50 mm thick silver sand bed inclusive of transportation cost, laying etc complete as per direction of E.I.C. | Item450 | 20 | cuM | 1700 |  |  | Excess(+) | 1 | Full Conversion | INR | [40 empty] | #VALUE! | #VALUE! | #VALUE! | 1.01 | Supplying, Conveying and fixing spls. Including eart | item1 | 123.223 | Nos
50.13 | GRASS PAVER: Supplying & laying 60 mm thick coloured interlocking type concrete grass paver blocks (4 - pockets) laid over 50 mm thick silver sand bed on rammed earth sub-base trench consolidated in layers not exceeding 150 mm including watering and ramming , supply of all materials, labour tools, tackles etc complete as per direction of E.I.C. as per market rate | Item451 | 900 | SqM | 520 |  |  | Excess(+) | 1 | Full Conversion | INR | [40 empty] | #VALUE! | #VALUE! | #VALUE! | 1.01 | Supplying, Conveying and fixing spls. Including eart | item1 | 123.223 | Nos
50.14 | CONCRETE PAVER: Manufacturing, laying of cement concrete paver blocks of size 0.450 m x 0.300 m x 0.15 m of Cement Concrete (C.C.) M30 grade and spreading 25 mm thick sand underneath and filling joints with sand on existing W.B.M. base as per Technical Specification Clause 1503 for Rural Roads of MORD. Ref SoR vol iii PWD WB version 2015 Page 266 Item 6.04/Rd | Item452 | 900 | SqM | 932 |  |  | Excess(+) | 1 | Full Conversion | INR | [40 empty] | #VALUE! | #VALUE! | #VALUE! | 1.01 | Supplying, Conveying and fixing spls. Including eart | item1 | 123.223 | Nos
50.15 | OUTDOOR VITRIFIED PAVER: Supplying and laying vitrified pavit tiles 12mm thick laid over 20mm. thick cement sand mortar (1: 4) over P.C.C. ( 1:3:6 ) base, joint duly sealed with grouting matrial as recomaneded by manufactureer complete all as direction by E.I.C. ( P.C.C. masured seperately ) | Item453 | 25 | SqM | 1500 |  |  | Excess(+) | 1 | Full Conversion | INR | [40 empty] | #VALUE! | #VALUE! | #VALUE! | 1.01 | Supplying, Conveying and fixing spls. Including eart | item1 | 123.223 | Nos
50.16 | Suuply and fixing of 50X50X6 MSA cleat angle on edge-brick course for softscape edge protection with necessary hardware, mortar etc including all labour, tools etc Ref SoR PWD WB version 2017 Page 234 Item 1f (v)/ bld | Item454 | 2000 | M | 263 |  |  | Excess(+) | 1 | Full Conversion | INR | [40 empty] | #VALUE! | #VALUE! | #VALUE! | 1.01 | Supplying, Conveying and fixing spls. Including eart | item1 | 123.223 | Nos
50.17 | FOR RETAINING MS ANGLE: Brick work with 2nd class bricks in cement mortar (1:6) for retaining wall 200 mm thk under MSA In foundation and plinth Ref SoR PWD WB version 2017 Page 100 Item 8 (a) | Item455 | 130 | CuM | 5002.98 |  |  | Excess(+) | 1 | Full Conversion | INR | [40 empty] | #VALUE! | #VALUE! | #VALUE! | 1.01 | Supplying, Conveying and fixing spls. Including eart | item1 | 123.223 | Nos
50.18 | Supply and fixing of cement concrete kerb with channel with top and bottom width 115 and 165 mm respectively, 250 mm high in M20 grade PCC on M10 grade foundation 150 mm thick, kerb channel 300 mm wide, 50 mm thick in PCC M20 grade, sloped towards the kerb, kerb stone with channel laid with kerb laying machine, foundation concrete laid manually, all complete as per clause 409 of Specifications for Road & Bridge Works of MoRT&H (5th Revision). (The rate is inclusive of cost of all materials, labour, hire and usage charges of machinery and all incidental charges in this connection.) | Item456 | [52 empty] | 1.01 | Supplying, Conveying and fixing spls. Including eart | item1 | 123.223 | Nos
50.19 | Using Concrete Mixer Ref SoR vol iii PWD WB version 2015 Page 269 Item 8.02 (a)/Rd | Item457 | 220 | M | 530 |  |  | Excess(+) | 1 | Full Conversion | INR | [40 empty] | #VALUE! | #VALUE! | #VALUE! | 1.01 | Supplying, Conveying and fixing spls. Including eart | item1 | 123.223 | Nos
50.2 | Edging with 2nd class bricks, laid dry lengthwise, including excavation, refilling, consolidation, with a hand packing and spreading nearly surplus earth within a lead of 50 metres Ref SoR vol iii PWD WB version 2018 Page 276 Item 9.09 /Rd | Item458 | 80 | M | 32.9 |  |  | Excess(+) | 1 | Full Conversion | INR | [40 empty] | #VALUE! | #VALUE! | #VALUE! | 1.01 | Supplying, Conveying and fixing spls. Including eart | item1 | 123.223 | Nos
50.21 | Brick work with 1st class bricks in cement mortar (1:4) ( Retaining wall 200 mm thk) | Item459 | [52 empty] | 1.01 | Supplying, Conveying and fixing spls. Including eart | item1 | 123.223 | Nos
50.22 | In foundation and plinth Ref SoR PWD WB version 2017 Page 100 Item 7 (a) | Item460 | 25 | CuM | 5681.96 |  |  | Excess(+) | 1 | Full Conversion | INR | [40 empty] | #VALUE! | #VALUE! | #VALUE! | 1.01 | Supplying, Conveying and fixing spls. Including eart | item1 | 123.223 | Nos
50.23 | Brick work with 1st class modular bricks of size 190mmX 90mmX 90mm with cement mortar (1:6) In superstructure, ground floor Ref SoR PWD WB version 2017 Page 101 Item 13 (b) (ii) | Item461 | 15 | CuM | 5002.98 |  |  | Excess(+) | 1 | Full Conversion | INR | [40 empty] | #VALUE! | #VALUE! | #VALUE! | 1.01 | Supplying, Conveying and fixing spls. Including eart | item1 | 123.223 | Nos
51 | SOFTSCAPE WORKS | Item462 | [52 empty] | 1.01 | Supplying, Conveying and fixing spls. Including eart | item1 | 123.223 | Nos
51.01 | Supplying and stacking sludge (adequate for Horticulture work) at site in dry cake form from approved disposal work site including royalty, all lead and lift etc.(Sludge measured in stack will be reduced by 8%). Ref SoR PWD WB version 2017 Page 259 Item 2 | Item463 | 100 | Cum | 457 |  |  | Excess(+) | 1 | Full Conversion | INR | [40 empty] | #VALUE! | #VALUE! | #VALUE! | 1.01 | Supplying, Conveying and fixing spls. Including eart | item1 | 123.223 | Nos
51.02 | Making lawns including ploughing and breaking of clod, removal of rubbish, dressing and supplying doobs grass roots and planting at 15 cm apart, including supplying and spreading of farm yard manure at rate of 0.18 cum per 100 sqm Ref SoR PWD WB version 2018 Page 275 Item 9.02 /Rd | Item464 | 1200 | SqM | 20.2 |  |  | Excess(+) | 1 | Full Conversion | INR | [40 empty] | #VALUE! | #VALUE! | #VALUE! | 1.01 | Supplying, Conveying and fixing spls. Including eart | item1 | 123.223 | Nos
51.03 | Supply of Pas Palum grass including carrying, loading & unloading and storing at site, including planting and nuturing for 6 months to make it fit for mowing. | Item465 | 1500 | SqM | 65 |  |  | Excess(+) | 1 | Full Conversion | INR | [40 empty] | #VALUE! | #VALUE! | #VALUE! | 1.01 | Supplying, Conveying and fixing spls. Including eart | item1 | 123.223 | Nos
51.04 | Supply of Korean / Mexican grass including carrying, loading & unloading and storing at site, including planting and nuturing for 6 months to make it fit for mowing. P-259/4 | Item466 | 1500 | SqM | 201.42 |  |  | Excess(+) | 1 | Full Conversion | INR | [40 empty] | #VALUE! | #VALUE! | #VALUE! | 1.01 | Supplying, Conveying and fixing spls. Including eart | item1 | 123.223 | Nos
51.05 | Planting permanent hedges including digging of trenches, 60 cm wide and 45 cm deep, refilling the excavated earth mixed with farmyard manure, supplied at the rate of 4.65 cum per 100 metres and supplying and planting hedge plants at 30 cm apart. Ref SoR PWD WB version 2018 Page 275 Item 9.04/Rd | Item467 | 400 | MetrE | 205.8 |  |  | Excess(+) | 1 | Full Conversion | INR | [40 empty] | #VALUE! | #VALUE! | #VALUE! | 1.01 | Supplying, Conveying and fixing spls. Including eart | item1 | 123.223 | Nos
51.06 | FLORA name | Item468 | [52 empty] | 1.01 | Supplying, Conveying and fixing spls. Including eart | item1 | 123.223 | Nos
51.07 | GROUNDCOVER: Selection 1 GRASS | Item469 | 500 | sqM | 60 |  |  | Excess(+) | 1 | Full Conversion | INR | [40 empty] | #VALUE! | #VALUE! | #VALUE! | 1.01 | Supplying, Conveying and fixing spls. Including eart | item1 | 123.223 | Nos
51.08 | GROUNDCOVER> Wedelia Trilobata | Item470 | 150 | EacH | 50 |  |  | Excess(+) | 1 | Full Conversion | INR | [40 empty] | #VALUE! | #VALUE! | #VALUE! | 1.01 | Supplying, Conveying and fixing spls. Including eart | item1 | 123.223 | Nos
51.09 | GROUNDCOVER> Coleus Blumei | Item471 | 75 | EacH | 35 |  |  | Excess(+) | 1 | Full Conversion | INR | [40 empty] | #VALUE! | #VALUE! | #VALUE! | 1.01 | Supplying, Conveying and fixing spls. Including eart | item1 | 123.223 | Nos
51.1 | GROUNDCOVER > Ipomea (lime green) | Item472 | 25 | EacH | 15 |  |  | Excess(+) | 1 | Full Conversion | INR | [40 empty] | #VALUE! | #VALUE! | #VALUE! | 1.01 | Supplying, Conveying and fixing spls. Including eart | item1 | 123.223 | Nos
51.11 | GROUNDCOVER > Philodendron Xanadu | Item473 | 25 | EacH | 75 |  |  | Excess(+) | 1 | Full Conversion | INR | [40 empty] | #VALUE! | #VALUE! | #VALUE! | 1.01 | Supplying, Conveying and fixing spls. Including eart | item1 | 123.223 | Nos
51.12 | GROUNDCOVER: Roio Spathacea | Item474 | 75 | EacH | 25 |  |  | Excess(+) | 1 | Full Conversion | INR | [40 empty] | #VALUE! | #VALUE! | #VALUE! | 1.01 | Supplying, Conveying and fixing spls. Including eart | item1 | 123.223 | Nos
51.13 | GROUNDCOVER: Black Mondo Grass | Item475 | 75 | EacH | 25 |  |  | Excess(+) | 1 | Full Conversion | INR | [40 empty] | #VALUE! | #VALUE! | #VALUE! | 1.01 | Supplying, Conveying and fixing spls. Including eart | item1 | 123.223 | Nos
51.14 | HEDGE > DURANTA mature | Item476 | 75 | EacH | 50 |  |  | Excess(+) | 1 | Full Conversion | INR | [40 empty] | #VALUE! | #VALUE! | #VALUE! | 1.01 | Supplying, Conveying and fixing spls. Including eart | item1 | 123.223 | Nos
51.15 | HEDGE: Ixora RANGAN | Item477 | 40 | EacH | 25 |  |  | Excess(+) | 1 | Full Conversion | INR | [40 empty] | #VALUE! | #VALUE! | #VALUE! | 1.01 | Supplying, Conveying and fixing spls. Including eart | item1 | 123.223 | Nos
51.16 | HEDGE: TABERNA MONTANA CORONARIA, Tagar sapling | Item478 | 40 | EacH | 50 |  |  | Excess(+) | 1 | Full Conversion | INR | [40 empty] | #VALUE! | #VALUE! | #VALUE! | 1.01 | Supplying, Conveying and fixing spls. Including eart | item1 | 123.223 | Nos
51.17 | HEDGE: MURAYA EXOTICA, Kamini | Item479 | 40 | EacH | 50 |  |  | Excess(+) | 1 | Full Conversion | INR | [40 empty] | #VALUE! | #VALUE! | #VALUE! | 1.01 | Supplying, Conveying and fixing spls. Including eart | item1 | 123.223 | Nos
51.18 | HEDGE: Canna (Red/ Yellow) | Item480 | 40 | EacH | 30 |  |  | Excess(+) | 1 | Full Conversion | INR | [40 empty] | #VALUE! | #VALUE! | #VALUE! | 1.01 | Supplying, Conveying and fixing spls. Including eart | item1 | 123.223 | Nos
51.19 | FEATURE: AERICA PALM mature 1M | Item481 | 50 | EacH | 155 |  |  | Excess(+) | 1 | Full Conversion | INR | [40 empty] | #VALUE! | #VALUE! | #VALUE! | 1.01 | Supplying, Conveying and fixing spls. Including eart | item1 | 123.223 | Nos
51.2 | FEATURE: CICUS Palm | Item482 | 50 | EacH | 750 |  |  | Excess(+) | 1 | Full Conversion | INR | [40 empty] | #VALUE! | #VALUE! | #VALUE! | 1.01 | Supplying, Conveying and fixing spls. Including eart | item1 | 123.223 | Nos
51.21 | FEATURE: FAN PALM | Item483 | 10 | EacH | 150 |  |  | Excess(+) | 1 | Full Conversion | INR | [40 empty] | #VALUE! | #VALUE! | #VALUE! | 1.01 | Supplying, Conveying and fixing spls. Including eart | item1 | 123.223 | Nos
51.22 | FEATURE: Bamboo Dendocalamus Hamiltoni | Item484 | 15 | EacH | 250 |  |  | Excess(+) | 1 | Full Conversion | INR | [40 empty] | #VALUE! | #VALUE! | #VALUE! | 1.01 | Supplying, Conveying and fixing spls. Including eart | item1 | 123.223 | Nos
51.23 | FEATURE: Bamboo Bambusa Striata | Item485 | 15 | EacH | 250 |  |  | Excess(+) | 1 | Full Conversion | INR | [40 empty] | #VALUE! | #VALUE! | #VALUE! | 1.01 | Supplying, Conveying and fixing spls. Including eart | item1 | 123.223 | Nos
51.24 | FEATURE: Bamboo indocalamus tessellatus | Item486 | 15 | EacH | 250 |  |  | Excess(+) | 1 | Full Conversion | INR | [40 empty] | #VALUE! | #VALUE! | #VALUE! | 1.01 | Supplying, Conveying and fixing spls. Including eart | item1 | 123.223 | Nos
51.25 | CREEPER: JESMINE OFFICINALE, Jasmine sapling | Item487 | 10 | EacH | 100 |  |  | Excess(+) | 1 | Full Conversion | INR | [40 empty] | #VALUE! | #VALUE! | #VALUE! | 1.01 | Supplying, Conveying and fixing spls. Including eart | item1 | 123.223 | Nos
51.26 | CREEPER: BOUGAENVILLEA of different colours, sapling | Item488 | 25 | EacH | 75 |  |  | Excess(+) | 1 | Full Conversion | INR | [40 empty] | #VALUE! | #VALUE! | #VALUE! | 1.01 | Supplying, Conveying and fixing spls. Including eart | item1 | 123.223 | Nos
51.27 | CREEPER: Patrea Volubilis NEELMONI LATA | Item489 | 10 | EacH | 30 |  |  | Excess(+) | 1 | Full Conversion | INR | [40 empty] | #VALUE! | #VALUE! | #VALUE! | 1.01 | Supplying, Conveying and fixing spls. Including eart | item1 | 123.223 | Nos
51.28 | CREEPER: PYROSTEGIA VENUSTA Orange Trumpet Vine | Item490 | 10 | EacH | 60 |  |  | Excess(+) | 1 | Full Conversion | INR | [40 empty] | #VALUE! | #VALUE! | #VALUE! | 1.01 | Supplying, Conveying and fixing spls. Including eart | item1 | 123.223 | Nos
51.29 | CREEPER: HIPTAGE BENGALENSIS Madhabilata | Item491 | 10 | EacH | 40 |  |  | Excess(+) | 1 | Full Conversion | INR | [40 empty] | #VALUE! | #VALUE! | #VALUE! | 1.01 | Supplying, Conveying and fixing spls. Including eart | item1 | 123.223 | Nos
51.3 | FRUIT-BEARING PHOLSA: Gravea Asiatica, sapling | Item492 | 25 | EacH | 300 |  |  | Excess(+) | 1 | Full Conversion | INR | [40 empty] | #VALUE! | #VALUE! | #VALUE! | 1.01 | Supplying, Conveying and fixing spls. Including eart | item1 | 123.223 | Nos
51.31 | FRUIT-BEARINg: Jackfruit (Kanthal) | Item493 | 5 | EacH | 300 |  |  | Excess(+) | 1 | Full Conversion | INR | [40 empty] | #VALUE! | #VALUE! | #VALUE! | 1.01 | Supplying, Conveying and fixing spls. Including eart | item1 | 123.223 | Nos
51.32 | FRUIT BEARING: Jaam | Item494 | 5 | EacH | 250 |  |  | Excess(+) | 1 | Full Conversion | INR | [40 empty] | #VALUE! | #VALUE! | #VALUE! | 1.01 | Supplying, Conveying and fixing spls. Including eart | item1 | 123.223 | Nos
51.33 | SHADE TREE: Delonix Regia RADHACHURA | Item495 | 15 | EacH | 150 |  |  | Excess(+) | 1 | Full Conversion | INR | [40 empty] | #VALUE! | #VALUE! | #VALUE! | 1.01 | Supplying, Conveying and fixing spls. Including eart | item1 | 123.223 | Nos
51.34 | SHADE TREE: Samania Saman SHIRISH | Item496 | 15 | EacH | 150 |  |  | Excess(+) | 1 | Full Conversion | INR | [40 empty] | #VALUE! | #VALUE! | #VALUE! | 1.01 | Supplying, Conveying and fixing spls. Including eart | item1 | 123.223 | Nos
51.35 | SHADE TREE: Alstonia scholaris CHHATIM | Item497 | 15 | EacH | 150 |  |  | Excess(+) | 1 | Full Conversion | INR | [40 empty] | #VALUE! | #VALUE! | #VALUE! | 1.01 | Supplying, Conveying and fixing spls. Including eart | item1 | 123.223 | Nos
51.36 | SHADE TREE: Lagestronia Specioza JARUL | Item498 | 10 | EacH | 150 |  |  | Excess(+) | 1 | Full Conversion | INR | [40 empty] | #VALUE! | #VALUE! | #VALUE! | 1.01 | Supplying, Conveying and fixing spls. Including eart | item1 | 123.223 | Nos
51.37 | SHADE TREE: Cassia Fistula Swarnamanjari/ Amaltas | Item499 | 10 | EacH | 75 |  |  | Excess(+) | 1 | Full Conversion | INR | [40 empty] | #VALUE! | #VALUE! | #VALUE! | 1.01 | Supplying, Conveying and fixing spls. Including eart | item1 | 123.223 | Nos
51.38 | SCULPTURAL: KAATH CHAMPA Plumeria Alba/ Plumeria Rubra | Item500 | 10 | EacH | 300 |  |  | Excess(+) | 1 | Full Conversion | INR | [40 empty] | #VALUE! | #VALUE! | #VALUE! | 1.01 | Supplying, Conveying and fixing spls. Including eart | item1 | 123.223 | Nos
51.39 | SCULPTURAL: PANTHA PADOP Travellers Palm | Item501 | 5 | EacH | 300 |  |  | Excess(+) | 1 | Full Conversion | INR | [40 empty] | #VALUE! | #VALUE! | #VALUE! | 1.01 | Supplying, Conveying and fixing spls. Including eart | item1 | 123.223 | Nos
51.4 | SCULPTURAL: FOXTAIL PALM | Item502 | 5 | EacH | 500 |  |  | Excess(+) | 1 | Full Conversion | INR | [40 empty] | #VALUE! | #VALUE! | #VALUE! | 1.01 | Supplying, Conveying and fixing spls. Including eart | item1 | 123.223 | Nos
51.41 | SCULPTURAL: jacaranda Mimosifolia (BLUE Jacaranda) | Item503 | 5 | EacH | 150 |  |  | Excess(+) | 1 | Full Conversion | INR | [40 empty] | #VALUE! | #VALUE! | #VALUE! | 1.01 | Supplying, Conveying and fixing spls. Including eart | item1 | 123.223 | Nos
52 | WATER PLAYPIT | Item504 | [52 empty] | 1.01 | Supplying, Conveying and fixing spls. Including eart | item1 | 123.223 | Nos
52.01 | Controlled Cement concrete with well graded stone chips (20 mm nominalsize) excluding shuttering and reinforcement with complete design of concrete as per IS : 456 and relevant special publications, submission of job mix formula after preliminary mix design after testing of concrete cubes as per direction of Engineer-in charge. Consumption of cement will not be less than 300 Kg of cement with Super plasticiser per cubic meter of controlled concrete but actual consumption will be determined on the basis of preliminary test and job mix foumula. In ground floor and foundation. [using concrete mixture] M 25 Grade | Item505 | [52 empty] | 1.01 | Supplying, Conveying and fixing spls. Including eart | item1 | 123.223 | Nos
52.02 | Pakur Variety Ref SoR PWD WB version 2017 Page 25 Item 6(i) | Item506 | 8 | CuM | 6649.71 |  |  | Excess(+) | 1 | Full Conversion | INR | [40 empty] | #VALUE! | #VALUE! | #VALUE! | 1.01 | Supplying, Conveying and fixing spls. Including eart | item1 | 123.223 | Nos
52.03 | Hire and labour charges for shuttering with centering and necessary staging upto 4 m using approved stout props and thick hard wood planks of approved thickness with required bracing for concrete slabs, beams and columns, lintels curved or straight including fitting, fixing and striking out after completion of works (upto roof of ground floor) | Item507 | [52 empty] | 1.01 | Supplying, Conveying and fixing spls. Including eart | item1 | 123.223 | Nos
52.04 | 25 mm to 30 mm thick wooden shuttering as per decision & direction of Engineer-In-Charge. Ref SoR PWD WB version 2017 Page 42 Item 36 (a) | Item508 | 15 | SqM | 335 |  |  | Excess(+) | 1 | Full Conversion | INR | [40 empty] | #VALUE! | #VALUE! | #VALUE! | 1.01 | Supplying, Conveying and fixing spls. Including eart | item1 | 123.223 | Nos
52.05 | Reinforcement for concrete work including distribution bars, stirrups, binders etc initial straightening and removal of loose rust (if necessary), cutting to requisite length, hooking and bending to correct shape, placing in proper position and binding with 16 gauge black annealed wire at every intersection, complete as per drawing and direction. | Item509 | [52 empty] | 1.01 | Supplying, Conveying and fixing spls. Including eart | item1 | 123.223 | Nos
52.06 | For works in foundation and upto roof of ground floor Tor steel/Mild Steel with SAIL/ TATA/ RINL Ref SoR PWD WB version 2017 Page 43 Item 40 (a) (i) | Item510 | 1 | MT | 70557.52 |  |  | Excess(+) | 1 | Full Conversion | INR | [40 empty] | #VALUE! | #VALUE! | #VALUE! | 1.01 | Supplying, Conveying and fixing spls. Including eart | item1 | 123.223 | Nos
52.07 | Supplying, fitting & fixing Glass mosaic tiles at finished plain wall surface of size 20 mm x 20 mm x 4 mm in all colour, design, fixing in customize design as per direction of Engineerin- Charge. The glass mosaic tiles to be fixed on the wall surface with the help of approved adhesive applied at the rate of 2.5 kg per sqm and grouting of the same. The rate is inclusive of all operation, material and required pattern approved by Engineer-in-Charge. [At Ground Floor] Plain Type/ Random Mix Ref SoR PWD WB version 2017 Page 67 Item 38 (i)/bld | Item511 | 25 | SqM | 1302 |  |  | Excess(+) | 1 | Full Conversion | INR | [40 empty] | #VALUE! | #VALUE! | #VALUE! | 1.01 | Supplying, Conveying and fixing spls. Including eart | item1 | 123.223 | Nos
53 | OUTDOOR FURNITURE | Item512 | [52 empty] | 1.01 | Supplying, Conveying and fixing spls. Including eart | item1 | 123.223 | Nos
53.01 | Supply and installation of outdoor retractable umbrella/ canopy shade made of Aluminium body and synthetic fabric (color to be selected by Architect) on central pedestal of height 2.0M and spread 1.8M diamater As per market price | Item513 | 4 | Each | 1302 |  |  | Excess(+) | 1 | Full Conversion | INR | [40 empty] | #VALUE! | #VALUE! | #VALUE! | 1.01 | Supplying, Conveying and fixing spls. Including eart | item1 | 123.223 | Nos
53.02 | Supply and installation of outdoor wicker sofa set of 6 with glass-topped central table 600mmX600mm (color to be selected by Architect) As per market price | Item514 | 2 | Each | 20000 |  |  | Excess(+) | 1 | Full Conversion | INR | [40 empty] | #VALUE! | #VALUE! | #VALUE! | 1.01 | Supplying, Conveying and fixing spls. Including eart | item1 | 123.223 | Nos
53.03 | Supply and installation of outdoor swing seating for 3 PAX with mild steel body, complete with primer and powder coated paint (color to be selected by Architect) As per market price | Item515 | 2 | Each | 15000 |  |  | Excess(+) | 1 | Full Conversion | INR | [40 empty] | #VALUE! | #VALUE! | #VALUE! | 1.01 | Supplying, Conveying and fixing spls. Including eart | item1 | 123.223 | Nos
53.04 | Supply of outdoor stainless steel SS-304 waste bin of capacity 50L, complete with anti-litter flap for preventing infiltration by animals, brush-finish & installed on SS pedestal. 700mmX 700mmX 1250mm(H) As per market price | Item516 | 10 | Each | 19000 |  |  | Excess(+) | 1 | Full Conversion | INR | [40 empty] | #VALUE! | #VALUE! | #VALUE! | 1.01 | Supplying, Conveying and fixing spls. Including eart | item1 | 123.223 | Nos
53.05 | Supply of outdoor stainless steel SS-304 waste bin of capacity 50L, complete with anti-litter flap for preventing infiltration by animals, brush-finish & installed on SS pedestal. 700mmX 700mmX 1250mm(H) As per market price | Item517 | 10 | Each | 19000 |  |  | Excess(+) | 1 | Full Conversion | INR | [40 empty] | #VALUE! | #VALUE! | #VALUE! | 1.01 | Supplying, Conveying and fixing spls. Including eart | item1 | 123.223 | Nos
53.06 | INTERIOR DESIGN WORKS | Item518 | [52 empty] | 1.01 | Supplying, Conveying and fixing spls. Including eart | item1 | 123.223 | Nos
54 | BUILT-IN ITEMS | Item519 | [52 empty] | 1.01 | Supplying, Conveying and fixing spls. Including eart | item1 | 123.223 | Nos
54.01 | Supply and manufacture of Window dressing with rattan blinds complete with all accessories, pulleys, strings, adjutsment levers, pelmet etc Market Rate | Item520 | 33.5 | sqM | 3750 |  |  | Excess(+) | 1 | Full Conversion | INR | [40 empty] | #VALUE! | #VALUE! | #VALUE! | 1.01 | Supplying, Conveying and fixing spls. Including eart | item1 | 123.223 | Nos
54.02 | Demolition of 2ND Supply and manufacture of Window dressing with PVC blinds complete with all accessories, pulleys, strings, adjutsment levers, pelmet etc Market Rate | Item521 | 24 | sqM | 2500 |  |  | Excess(+) | 1 | Full Conversion | INR | [40 empty] | #VALUE! | #VALUE! | #VALUE! | 1.01 | Supplying, Conveying and fixing spls. Including eart | item1 | 123.223 | Nos
54.03 | Fabrication of Built-in Gallery DIORAMA with of height 2.4 M with 10mm TOUGHENED 10mm thk glass panels on 4 sides mouted on 8 nylon castors, and 18mm TEAK laminated ply, complete with LED based Downlighter tray mounted on cabinet ceiling, locking system, flush teak lipping, hidden screws, phenolbonded resin glue etc melamine POLISHED on completion melamine POLISHED on completion Market Rate | Item522 | 80 | sqM | 7500 |  |  | Excess(+) | 1 | Full Conversion | INR | [40 empty] | #VALUE! | #VALUE! | #VALUE! | 1.01 | Supplying, Conveying and fixing spls. Including eart | item1 | 123.223 | Nos
54.04 | Fabrication of theme- painted Backdrop of diorama on mm thick canvas mounted on 50mm X 35mm hardwood timber frame @ 600mmX600mm spacing with necessary accessories etc Market Rate | Item523 | 80 | sqM | 2500 |  |  | Excess(+) | 1 | Full Conversion | INR | [40 empty] | #VALUE! | #VALUE! | #VALUE! | 1.01 | Supplying, Conveying and fixing spls. Including eart | item1 | 123.223 | Nos
55 | MOVABLE ITEMS | Item524 | [52 empty] | 1.01 | Supplying, Conveying and fixing spls. Including eart | item1 | 123.223 | Nos
55.01 | Manufacture and supply of Self-standing Desk & Counter 1.5M X 0.5M X 0.75M (High) made of 18mm TEAK veneer ply, complete with flush teak lipping, hidden screws, phenolbonded resin glue etc melamine POLISHED on completion Market Rate | Item525 | 11 | Each | 6500 |  |  | Excess(+) | 1 | Full Conversion | INR | [40 empty] | #VALUE! | #VALUE! | #VALUE! | 1.01 | Supplying, Conveying and fixing spls. Including eart | item1 | 123.223 | Nos
55.02 | Manufacture and supply of standalone storage cabinets of size 1.2M X 0.45M X 1.8M (high) with movable shelves and closed shutters below height of 600MM, made of 18mm teak laminated ply, complete with flush teak lipping, hidden screws, phenolbonded resin glue etc Market Rate | Item526 | 38 | Each | 18000 |  |  | Excess(+) | 1 | Full Conversion | INR | [40 empty] | #VALUE! | #VALUE! | #VALUE! | 1.01 | Supplying, Conveying and fixing spls. Including eart | item1 | 123.223 | Nos
55.03 | Manufacture and supply of standalone metal storage shelves of size 1.2M X 0.45M X 1.8M (high) with MSA slotted angle structure, movable tray shelves made of 4 mm MS sheet spray-painted of approved shade over a coat of enamel primer on completion Market Rate | Item527 | 20 | Each | 4500 |  |  | Excess(+) | 1 | Full Conversion | INR | [40 empty] | #VALUE! | #VALUE! | #VALUE! | 1.01 | Supplying, Conveying and fixing spls. Including eart | item1 | 123.223 | Nos
55.04 | Manufacture and supply of Directors Chair with High Backrest and dual armrest made of CP coated steel pentaprong base on nylon castors, gas-based pneumatic control, black leatherite upholstery & seat Market Rate | Item528 | 1 | Each | 12000 |  |  | Excess(+) | 1 | Full Conversion | INR | [40 empty] | #VALUE! | #VALUE! | #VALUE! | 1.01 | Supplying, Conveying and fixing spls. Including eart | item1 | 123.223 | Nos
55.05 | Manufacture and supply of Executive Chair with Medium Backrest and dual armrest made of CP coated steel pentaprong base on nylon castors, gas-based pneumatic control, black leatherite upholstery & seat Market Rate | Item529 | 6 | Each | 8500 |  |  | Excess(+) | 1 | Full Conversion | INR | [40 empty] | #VALUE! | #VALUE! | #VALUE! | 1.01 | Supplying, Conveying and fixing spls. Including eart | item1 | 123.223 | Nos
55.06 | Manufacture and supply of Computer chair with Medium Backrest and dual armrest made of CP coated steel pentaprong base on nylon castors, gas-based pneumatic control, moulded plywood back, leatherite seat Market Rate | Item530 | 15 | Each | 5500 |  |  | Excess(+) | 1 | Full Conversion | INR | [40 empty] | #VALUE! | #VALUE! | #VALUE! | 1.01 | Supplying, Conveying and fixing spls. Including eart | item1 | 123.223 | Nos
55.07 | Manufacture and supply of Visitor Chair with Low Backrest made of CP coated steel pentaprong base on nylon castors, gas-based pneumatic control, moulded plywood back, leatherite seat Market Rate | Item531 | 18 | Each | 4750 |  |  | Excess(+) | 1 | Full Conversion | INR | [40 empty] | #VALUE! | #VALUE! | #VALUE! | 1.01 | Supplying, Conveying and fixing spls. Including eart | item1 | 123.223 | Nos
55.08 | Manufacture and supply of Assembly Chair with moulded PVC back and seat on CP coated tubular steel structure and 4 legs including hardrubber shoes Market Rate | Item532 | 128 | Each | 2500 |  |  | Excess(+) | 1 | Full Conversion | INR | [40 empty] | #VALUE! | #VALUE! | #VALUE! | 1.01 | Supplying, Conveying and fixing spls. Including eart | item1 | 123.223 | Nos
55.09 | Manufacture and supply of Executive Table of size 1.8M X 0.75M X 0.75M (High) made of 18mm TEAK laminated ply, complete with flush teak lipping, hidden screws, phenolbonded resin glue etc melamine POLISHED on completion Market Rate | Item533 | 1 | Each | 16500 |  |  | Excess(+) | 1 | Full Conversion | INR | [40 empty] | #VALUE! | #VALUE! | #VALUE! | 1.01 | Supplying, Conveying and fixing spls. Including eart | item1 | 123.223 | Nos
55.1 | Manufacture and supply of Officer Table of size 1.25 MX 0.6M X 0.75M made of 18mm TEAK laminated ply, complete with flush teak lipping, hidden screws, phenolbonded resin glue etc melamine POLISHED on completion Market Rate | Item534 | 8 | Each | 6500 |  |  | Excess(+) | 1 | Full Conversion | INR | [40 empty] | #VALUE! | #VALUE! | #VALUE! | 1.01 | Supplying, Conveying and fixing spls. Including eart | item1 | 123.223 | Nos
55.11 | Manufacture and supply of Computer Table with 18 mm laminated plywood top and side panels on 4 lockable castors of size 0.75MX 0.5M X 0.75M consisting of keyboard tray, 1 UPS tray and vertical CPU shelf Market Rate | Item535 | 18 | Each | 4000 |  |  | Excess(+) | 1 | Full Conversion | INR | [40 empty] | #VALUE! | #VALUE! | #VALUE! | 1.01 | Supplying, Conveying and fixing spls. Including eart | item1 | 123.223 | Nos
55.12 | Manufacture and supply of Side table of size 1.5M X 0.45M X 0.75M (High) made of 18mm TEAK laminated ply, complete with flush teak lipping, hidden screws, phenolbonded resin glue etc melamine POLISHED on completion Market Rate | Item536 | 8 | Each | 3500 |  |  | Excess(+) | 1 | Full Conversion | INR | [40 empty] | #VALUE! | #VALUE! | #VALUE! | 1.01 | Supplying, Conveying and fixing spls. Including eart | item1 | 123.223 | Nos
55.13 | Manufacture and supply of Conference Table of size 4M X 1.5M X 0.75M (High) made of 18mm TEAK laminated ply, complete with flush teak lipping, hidden screws, phenolbonded resin glue etc melamine POLISHED on completion Market Rate | Item537 | 1 | Each | 3500 |  |  | Excess(+) | 1 | Full Conversion | INR | [40 empty] | #VALUE! | #VALUE! | #VALUE! | 1.01 | Supplying, Conveying and fixing spls. Including eart | item1 | 123.223 | Nos
55.14 | Manufacture and supply of Foldable Eatery table of size 0.6M X 0.6M X 0.75M (High) made of 18mm TEAK laminated ply top and CP coated tubular structure & legs, complete with nylon shoes, assembly at site etc Market Rate | Item538 | 17 | Each | 5500 |  |  | Excess(+) | 1 | Full Conversion | INR | [40 empty] | #VALUE! | #VALUE! | #VALUE! | 1.01 | Supplying, Conveying and fixing spls. Including eart | item1 | 123.223 | Nos
55.15 | Manufacture and supply of Self-Standing Drawer Cabinet UNIT consisting of top pencil tray and 3 drawers, on 4 nylon castors, of size 0.5M X 0.5M X 0.5 M, made of 18mm TEAK veneered ply, complete with flush teak lipping, hidden screws, phenolbonded resin glue etc melamine POLISHED on completion | Item539 | 20 | Each | 3500 |  |  | Excess(+) | 1 | Full Conversion | INR | [40 empty] | #VALUE! | #VALUE! | #VALUE! | 1.01 | Supplying, Conveying and fixing spls. Including eart | item1 | 123.223 | Nos
55.16 | Manufacture and supply of Overhead Cabinet of modular size 1.25M X 0.4M X 0.75M (High) consisting of openable shutters and under-counter pelmet for strip downlighter made of 18mm TEAK laminated ply, complete with flush teak lipping, hidden screws, phenolbonded resin glue etc Market Rate | Item540 | 38 | sqM | 9000 |  |  | Excess(+) | 1 | Full Conversion | INR | [40 empty] | #VALUE! | #VALUE! | #VALUE! | 1.01 | Supplying, Conveying and fixing spls. Including eart | item1 | 123.223 | Nos
55.17 | Manufacture and supply of Under Counter Cabinet UNIT consisting of 3 drawers, on 4 nylon castors, of size 0.5M X 0.5M X 0.5 M, made of 18mm TEAK laminated ply, complete with flush teak lipping, hidden screws, phenolbonded resin glue etc Market Rate | Item541 | 11 | Each | 3500 |  |  | Excess(+) | 1 | Full Conversion | INR | [40 empty] | #VALUE! | #VALUE! | #VALUE! | 1.01 | Supplying, Conveying and fixing spls. Including eart | item1 | 123.223 | Nos
55.18 | Manufacture and supply of Gallery Display Cabinet of size 2.5M X .75M x 2.0 M (Ht) with 10mm TOUGHENED 10mm thk glass panels on 4 sides mouted on 8 nylon castors, and 18mm TEAK laminated ply, complete with LED based Downlighter tray mounted on cabinet ceiling, locking system, flush teak lipping, hidden screws, phenolbonded resin glue etc melamine POLISHED on completion melamine POLISHED on completion | Item542 | 17 | Each | 15000 |  |  | Excess(+) | 1 | Full Conversion | INR | [40 empty] | #VALUE! | #VALUE! | #VALUE! | 1.01 | Supplying, Conveying and fixing spls. Including eart | item1 | 123.223 | Nos
55.19 | Manufacture and supply of Stainless Overhead Cabinet of modular size 1.25M X 0.4M X 0.75M (High) consisting of racks made of Stainless Steel, complete with brush-finish polishing screws, anchor fasteners, hinges etc Market Rate | Item543 | 8 | Each | 4500 |  |  | Excess(+) | 1 | Full Conversion | INR | [40 empty] | #VALUE! | #VALUE! | #VALUE! | 1.01 | Supplying, Conveying and fixing spls. Including eart | item1 | 123.223 | Nos
55.2 | Manufacture and supply of Stainless Steel Kitchen Counter of size 1.8M X 0.6M X 0.75M (High) consisting of racks made of Stainless Steel, complete with 2 trays, 2 nos gas burners and built-in- SS sink 40cmX 40cm etc Market Rate | Item544 | 8 | Each | 40000 |  |  | Excess(+) | 1 | Full Conversion | INR | [40 empty] | #VALUE! | #VALUE! | #VALUE! | 1.01 | Supplying, Conveying and fixing spls. Including eart | item1 | 123.223 | Nos
55.21 | Manufacture and supply of 3-seater SOFA of size 1850mmX 700mmX 400mm with Leatherite upholstery on timber frame complete with 2 trays, 2 nos gas burners and built-in- SS sink 40cmX 40cm etc Market Rate | Item545 | 1 | Each | 45000 |  |  | Excess(+) | 1 | Full Conversion | INR | [40 empty] | #VALUE! | #VALUE! | #VALUE! | 1.01 | Supplying, Conveying and fixing spls. Including eart | item1 | 123.223 | Nos
55.22 | Manufacture and supply of Single-seater SOFA of size 650mmX 700mmX 400mm with Leatherite upholstery on timber frame complete with 2 trays, 2 nos gas burners and built-in- SS sink 40cmX 40cm etc Market Rate | Item546 | 8 | Each | 15000 |  |  | Excess(+) | 1 | Full Conversion | INR | [40 empty] | #VALUE! | #VALUE! | #VALUE! | 1.01 | Supplying, Conveying and fixing spls. Including eart | item1 | 123.223 | Nos
55.23 | Manufacture and supply of Peg tables of size 650mmX 650mmX 400mm made of timber frame and 10mm glass top complete with flush teak lipping, melamine POLISHED on completion Market Rate | Item547 | 2 | Each | 6250 |  |  | Excess(+) | 1 | Full Conversion | INR | [40 empty] | #VALUE! | #VALUE! | #VALUE! | 1.01 | Supplying, Conveying and fixing spls. Including eart | item1 | 123.223 | Nos
55.24 | Manufacture and supply of Centre table of size 900mmX 900mmX 400mm made of timber frame and 10mm glass top complete with flush teak lipping, melamine POLISHED on completion Market Rate | Item548 | 1 | Each | 7500 |  |  | Excess(+) | 1 | Full Conversion | INR | [40 empty] | #VALUE! | #VALUE! | #VALUE! | 1.01 | Supplying, Conveying and fixing spls. Including eart | item1 | 123.223 | Nos
55.25 | TELECOMMUNICATION & DATA SYSTEM WORKS | Item549 | [52 empty] | 1.01 | Supplying, Conveying and fixing spls. Including eart | item1 | 123.223 | Nos
56 | TELECOMMUNICATION SYSTEM | Item550 | [52 empty] | 1.01 | Supplying, Conveying and fixing spls. Including eart | item1 | 123.223 | Nos
56.01 | Supply, installation, testing and Commissioning of of 2mm thick sheet steel clad Telephone junction box, indoor wall mounting type with hinge door etc suitable for Clone terminal Blocks for termination of 0.5 mm sqMM PVC sheet/ Copper conductor telephone cables 40 pair JB | Item551 | 2 | No | 1500 |  |  | Excess(+) | 1 | Full Conversion | INR | [40 empty] | #VALUE! | #VALUE! | #VALUE! | 1.01 | Supplying, Conveying and fixing spls. Including eart | item1 | 123.223 | Nos
56.02 | Supply, installation, testing and Commissioning of of 2mm thick sheet stgell clad Telephone junction box, indoor wall mounting type with hinge door etc suitable for Clone terminal Blocks for termination of 0.5 mm sqMM PVC sheet/ Copper conductor telephone cables 20 pair JB | Item552 | 11 | No | 850 |  |  | Excess(+) | 1 | Full Conversion | INR | [40 empty] | #VALUE! | #VALUE! | #VALUE! | 1.01 | Supplying, Conveying and fixing spls. Including eart | item1 | 123.223 | Nos
56.03 | Supply, installation, testing and Commissioning of of 2mm thick sheet steell clad Telephone junction box, indoor wall mounting type with hinge door etc suitable for Clone terminal Blocks for termination of 0.5 mm sqMM PVC sheet/ Copper conductor telephone cables 5 pair JB | Item553 | 26 | No | 500 |  |  | Excess(+) | 1 | Full Conversion | INR | [40 empty] | #VALUE! | #VALUE! | #VALUE! | 1.01 | Supplying, Conveying and fixing spls. Including eart | item1 | 123.223 | Nos
56.04 | Supply laying and commissioning of PVC insulated 0.5 sqMM Copper Wire armoured Telephone Cables 50 PAIR | Item554 | 30 | M | 450 |  |  | Excess(+) | 1 | Full Conversion | INR | [40 empty] | #VALUE! | #VALUE! | #VALUE! | 1.01 | Supplying, Conveying and fixing spls. Including eart | item1 | 123.223 | Nos
56.05 | Supply laying and commissioning of PVC insulated 0.5 sqMM Copper Wire armoured Telephone Cables 20 PAIR | Item555 | 202.5 | M | 250 |  |  | Excess(+) | 1 | Full Conversion | INR | [40 empty] | #VALUE! | #VALUE! | #VALUE! | 1.01 | Supplying, Conveying and fixing spls. Including eart | item1 | 123.223 | Nos
56.06 | Supply laying and commissioning of PVC insulated 0.5 sqMM Copper Wire armoured Telephone Cables 10 PAIR | Item556 | 77 | M | 170 |  |  | Excess(+) | 1 | Full Conversion | INR | [40 empty] | #VALUE! | #VALUE! | #VALUE! | 1.01 | Supplying, Conveying and fixing spls. Including eart | item1 | 123.223 | Nos
56.07 | Supply, installation, testing and Commissioning of of 25 mm rigid PVC conduit for concealed telephone cables from JB to Sub JB, Sub-JB to telephone sockets with 5 pair unarmoured PVC cables | Item557 | 82 | M | 45 |  |  | Excess(+) | 1 | Full Conversion | INR | [40 empty] | #VALUE! | #VALUE! | #VALUE! | 1.01 | Supplying, Conveying and fixing spls. Including eart | item1 | 123.223 | Nos
56.08 | Supply, installation, testing and Commissioning of of 25 mm rigid PVC conduit for concealed telephone cables from JB to Sub JB, Sub-JB to telephone sockets with 3 pair unarmoured PVC cables | Item558 | 122 | M | 35 |  |  | Excess(+) | 1 | Full Conversion | INR | [40 empty] | #VALUE! | #VALUE! | #VALUE! | 1.01 | Supplying, Conveying and fixing spls. Including eart | item1 | 123.223 | Nos
56.09 | Supply, installation, testing and Commissioning of of 25 mm rigid PVC conduit for concealed telephone cables from JB to Sub JB, Sub-JB to telephone sockets with 2 pair unarmoured PVC cables | Item559 | 202 | M | 26 |  |  | Excess(+) | 1 | Full Conversion | INR | [40 empty] | #VALUE! | #VALUE! | #VALUE! | 1.01 | Supplying, Conveying and fixing spls. Including eart | item1 | 123.223 | Nos
56.1 | Termination of unarmoured cables: 2P, 3P, 5P between JB-SJBm JB-Tel socket | Item560 | 90 | No | 70 |  |  | Excess(+) | 1 | Full Conversion | INR | [40 empty] | #VALUE! | #VALUE! | #VALUE! | 1.01 | Supplying, Conveying and fixing spls. Including eart | item1 | 123.223 | Nos
56.11 | Termination of armoured cables in KRONE terminal box in JB using single compression gland, copper socket and ferrules 50 pair Armoured | Item561 | 42 | No | 200 |  |  | Excess(+) | 1 | Full Conversion | INR | [40 empty] | #VALUE! | #VALUE! | #VALUE! | 1.01 | Supplying, Conveying and fixing spls. Including eart | item1 | 123.223 | Nos
56.12 | Termination of armoured cables in KRONE terminal box in JB using singl ecompression gland, copper socket and ferrules 20 pair Armoured | Item562 | 60 | No | 150 |  |  | Excess(+) | 1 | Full Conversion | INR | [40 empty] | #VALUE! | #VALUE! | #VALUE! | 1.01 | Supplying, Conveying and fixing spls. Including eart | item1 | 123.223 | Nos
56.13 | Termination of armoured cables in KRONE terminal box in JB using singl ecompression gland, copper socket and ferrules 10 pair Armoured | Item563 | 82 | No | 100 |  |  | Excess(+) | 1 | Full Conversion | INR | [40 empty] | #VALUE! | #VALUE! | #VALUE! | 1.01 | Supplying, Conveying and fixing spls. Including eart | item1 | 123.223 | Nos
56.14 | Supply, installation, testing and Commissioning of of EPABX machine (3 in/ 20 out) using | Item564 | 5 | No | 16000 |  |  | Excess(+) | 1 | Full Conversion | INR | [40 empty] | #VALUE! | #VALUE! | #VALUE! | 1.01 | Supplying, Conveying and fixing spls. Including eart | item1 | 123.223 | Nos
57 | DATA SYSTEM | Item565 | [52 empty] | 1.01 | Supplying, Conveying and fixing spls. Including eart | item1 | 123.223 | Nos
57.01 | Supply, installation, testing and Commissioning of of 20P CAT-6 cable through pre-laid 25mm dia rigid PVC conduit (surface/ conceaLed) from Floor switch to BUILDING ROUTER with RJ45 socket | Item566 | 600 | M | 110 |  |  | Excess(+) | 1 | Full Conversion | INR | [40 empty] | #VALUE! | #VALUE! | #VALUE! | 1.01 | Supplying, Conveying and fixing spls. Including eart | item1 | 123.223 | Nos
57.02 | Supply, installation, testing and Commissioning of of 8P WI-FI Router | Item567 | 12 | No | 5000 |  |  | Excess(+) | 1 | Full Conversion | INR | [40 empty] | #VALUE! | #VALUE! | #VALUE! | 1.01 | Supplying, Conveying and fixing spls. Including eart | item1 | 123.223 | Nos
57.03 | Supply, installation, testing and Commissioning of of 8P LAN hub-switch control panel with power connection | Item568 | 14 | No | 6000 |  |  | Excess(+) | 1 | Full Conversion | INR | [40 empty] | #VALUE! | #VALUE! | #VALUE! | 1.01 | Supplying, Conveying and fixing spls. Including eart | item1 | 123.223 | Nos
57.04 | Supply, installation, testing and Commissioning of of 4P CAT-5 cable through pre-laid 25mm dia rigid PVC conduit (surface/ conceaLed) to individual RJ45 termination socket | Item569 | 500 | M | 70 |  |  | Excess(+) | 1 | Full Conversion | INR | [40 empty] | #VALUE! | #VALUE! | #VALUE! | 1.01 | Supplying, Conveying and fixing spls. Including eart | item1 | 123.223 | Nos
57.05 | FIRE SAFETY ENGINEERING WORKS | Item570 | [52 empty] | 1.01 | Supplying, Conveying and fixing spls. Including eart | item1 | 123.223 | Nos
58 | FIRE HYDRANT SYSTEM - OUTSIDE PUMP HOUSE | Item571 | [52 empty] | 1.01 | Supplying, Conveying and fixing spls. Including eart | item1 | 123.223 | Nos
58.01 | ISI (IS: 2590) marked Oblique type Stainless Steel Single Headed Hydrant Valve/ Landing with PVC Blank Cap & GI Chain. | Item572 | 9 | Each | 6500 |  |  | Excess(+) | 1 | Full Conversion | INR | [40 empty] | #VALUE! | #VALUE! | #VALUE! | 1.01 | Supplying, Conveying and fixing spls. Including eart | item1 | 123.223 | Nos
58.02 | Make: GEI/ Seal Fire/ Safe Guard/ NewAge | Item573 | [52 empty] | 1.01 | Supplying, Conveying and fixing spls. Including eart | item1 | 123.223 | Nos
59 | Swing Type (180⁰ double swivel) Hose Reel Drum including Supply of 25mm Ø ISI Marked (type-1) Fire Hose of length 30m complete with ABS shut-off nozzle with shut, spray & jet function. Working Pressure 12 kg/ cm². The Job includes supply & erection of GM/ SS Ball Valve, fittings,unions etc. | Item574 | 5 | Each | 7500 |  |  | Excess(+) | 1 | Full Conversion | INR | [40 empty] | #VALUE! | #VALUE! | #VALUE! | 1.01 | Supplying, Conveying and fixing spls. Including eart | item1 | 123.223 | Nos
59.01 | Make: Hose Reel & Accessories- Mitras/ Zenith Engineers/ Seal Fire/ GEI/ NewAge Ball Valve - Zoloto/ Leader/ Itap. | Item575 | [52 empty] | 1.01 | Supplying, Conveying and fixing spls. Including eart | item1 | 123.223 | Nos
59.02 | CI Wafer type hand lever operated Butterfly Valve of Class # 150. | Item576 | [52 empty] | 1.01 | Supplying, Conveying and fixing spls. Including eart | item1 | 123.223 | Nos
59.03 | Make: L&T-Audco/ Zoloto/ Koley/ Kartar. | Item577 | [52 empty] | 1.01 | Supplying, Conveying and fixing spls. Including eart | item1 | 123.223 | Nos
60 | 150nb | Item578 | 3 | Each | 10580 |  |  | Excess(+) | 1 | Full Conversion | INR | [40 empty] | #VALUE! | #VALUE! | #VALUE! | 1.01 | Supplying, Conveying and fixing spls. Including eart | item1 | 123.223 | Nos
60.01 | ISI (IS:903) marked 4Way Fire Brigade Connector containing 2 nos. SS male instantenious adaptor of 63mm with internal check valve & all accessories complete in all respect including supply & fixing of Butterfly Valve of 150NB. | Item579 | 2 | Set | 30500 |  |  | Excess(+) | 1 | Full Conversion | INR | [40 empty] | #VALUE! | #VALUE! | #VALUE! | 1.01 | Supplying, Conveying and fixing spls. Including eart | item1 | 123.223 | Nos
60.02 | Make: GEI/ Seal Fire/ Safe Guard/ NewAge | Item580 | [52 empty] | 1.01 | Supplying, Conveying and fixing spls. Including eart | item1 | 123.223 | Nos
61 | MS Fire Hose Box (Size 750mm x 600mm x 250mm) fabricated from 18SWG MS Plate, double door with glass front type with locking arrangement, suitable to accommodate 2 nos. 15 M long Fire Hose & 1 no. Branch Pipe with Nozzle. | Item581 | 9 | Each | 3900 |  |  | Excess(+) | 1 | Full Conversion | INR | [40 empty] | #VALUE! | #VALUE! | #VALUE! | 1.01 | Supplying, Conveying and fixing spls. Including eart | item1 | 123.223 | Nos
61.01 | Make : Zenith/ GEI/ Seal Fire/ Safe Guard/ NewAge | Item582 | [52 empty] | 1.01 | Supplying, Conveying and fixing spls. Including eart | item1 | 123.223 | Nos
62 | ISI (IS:636,Type-A) marked RRL Hose of length 15m with ISI (IS:903) marked Stainless Steel male & female Hose Coupling binded with copper wire. | Item583 | 18 | Each | 4600 |  |  | Excess(+) | 1 | Full Conversion | INR | [40 empty] | #VALUE! | #VALUE! | #VALUE! | 1.01 | Supplying, Conveying and fixing spls. Including eart | item1 | 123.223 | Nos
62.01 | Make: BRG/ Safe Guard/ Seal Fire/ NewAge | Item584 | [52 empty] | 1.01 | Supplying, Conveying and fixing spls. Including eart | item1 | 123.223 | Nos
63 | ISI (IS:903) marked Stainless Steel Branch Pipe with Jet Nozzle of 20mm Ø. | Item585 | 9 | Each | 2550 |  |  | Excess(+) | 1 | Full Conversion | INR | [40 empty] | #VALUE! | #VALUE! | #VALUE! | 1.01 | Supplying, Conveying and fixing spls. Including eart | item1 | 123.223 | Nos
63.01 | Make: GEI/ Seal Fire/ Safe Guard/ NewAge | Item586 | [52 empty] | 1.01 | Supplying, Conveying and fixing spls. Including eart | item1 | 123.223 | Nos
63.02 | Above Ground Medium grade, plain end MS ERW Black Pipe (IS:1239, Part-I). | Item587 | [52 empty] | 1.01 | Supplying, Conveying and fixing spls. Including eart | item1 | 123.223 | Nos
63.03 | Make : Pipe : TATA/ Jindal/ Bansal | Item588 | [52 empty] | 1.01 | Supplying, Conveying and fixing spls. Including eart | item1 | 123.223 | Nos
63.04 | 150mm Dia. | Item589 | 380 | RM | 2350 |  |  | Excess(+) | 1 | Full Conversion | INR | [40 empty] | #VALUE! | #VALUE! | #VALUE! | 1.01 | Supplying, Conveying and fixing spls. Including eart | item1 | 123.223 | Nos
63.05 | 80mm Dia | Item590 | 24 | RM | 1150 |  |  | Excess(+) | 1 | Full Conversion | INR | [40 empty] | #VALUE! | #VALUE! | #VALUE! | 1.01 | Supplying, Conveying and fixing spls. Including eart | item1 | 123.223 | Nos
63.06 | 25mm Dia. | Item591 | 18 | RM | 500 |  |  | Excess(+) | 1 | Full Conversion | INR | [40 empty] | #VALUE! | #VALUE! | #VALUE! | 1.01 | Supplying, Conveying and fixing spls. Including eart | item1 | 123.223 | Nos
63.07 | Under Ground Medium grade, plain end MS ERW Black Pipe (IS:1239,Part-I). | Item592 | [52 empty] | 1.01 | Supplying, Conveying and fixing spls. Including eart | item1 | 123.223 | Nos
63.08 | Make : Pipe : TATA/ Jindal/ Bansal | Item593 | [52 empty] | 1.01 | Supplying, Conveying and fixing spls. Including eart | item1 | 123.223 | Nos
63.09 | 150nb | Item594 | 36 | RM | 2500 |  |  | Excess(+) | 1 | Full Conversion | INR | [40 empty] | #VALUE! | #VALUE! | #VALUE! | 1.01 | Supplying, Conveying and fixing spls. Including eart | item1 | 123.223 | Nos
63.1 | Charges for obtaining the Final NOC (No Objection Certificate) for Occupancy from the W.B.F.E.S. / Local Fire Department. | Item595 | 1 | LS | 50000 |  |  | Excess(+) | 1 | Full Conversion | INR | [40 empty] | #VALUE! | #VALUE! | #VALUE! | 1.01 | Supplying, Conveying and fixing spls. Including eart | item1 | 123.223 | Nos
64 | FIRE HYDRANT SYSTEM - INSIDE PUMP HOUSE | Item596 | [52 empty] | 1.01 | Supplying, Conveying and fixing spls. Including eart | item1 | 123.223 | Nos
64.01 | Electric Motor Driven Fire Pump with Bronze Impeller of Dicharge-171 Cu.M/ Hr at 70 MWC,with Sq. cage TEFC induction motor of suitable capacity including supply of base frame, coupling, coupling guard, AVM pads etc. | Item597 | 2 | Set | 280000 |  |  | Excess(+) | 1 | Full Conversion | INR | [40 empty] | #VALUE! | #VALUE! | #VALUE! | 1.01 | Supplying, Conveying and fixing spls. Including eart | item1 | 123.223 | Nos
64.02 | Make: Pump - Kriloskar / CGL / Mather & Platt/ KSB Motor - Kriloskar/ Crompton/ CGL/ ABB | Item598 | [52 empty] | 1.01 | Supplying, Conveying and fixing spls. Including eart | item1 | 123.223 | Nos
65 | Electric Motor Driven Jockey Pump with Bronze Impeller of Dicharge-10.8 Cu.M/ Hr at 70 MWC,with Sq. cage TEFC induction motor of suitable capacity including supply of base frame, coupling, coupling guard, AVM pads etc. | Item599 | 1 | Set | 182000 |  |  | Excess(+) | 1 | Full Conversion | INR | [40 empty] | #VALUE! | #VALUE! | #VALUE! | 1.01 | Supplying, Conveying and fixing spls. Including eart | item1 | 123.223 | Nos
65.01 | Make: Pump - Kriloskar/ CGL/ Mather & Platt/ KSB Motor - Kriloskar/ Crompton/ CGL/ ABB | Item600 | [52 empty] | 1.01 | Supplying, Conveying and fixing spls. Including eart | item1 | 123.223 | Nos
66 | Composite Auto Pump Control Panel for sequentional starting of Fire Pumps and Auto Start & Stop of Jockey Pump. | Item601 | 1 | Set | 362000 |  |  | Excess(+) | 1 | Full Conversion | INR | [40 empty] | #VALUE! | #VALUE! | #VALUE! | 1.01 | Supplying, Conveying and fixing spls. Including eart | item1 | 123.223 | Nos
66.01 | Make : Standard Manufacturer with CPRI approval | Item602 | [52 empty] | 1.01 | Supplying, Conveying and fixing spls. Including eart | item1 | 123.223 | Nos
67 | Pressure Switches (Model RT-116) including supply of 15NB GM/ SS Ball Valve. | Item603 | 4 | Set | 5200 |  |  | Excess(+) | 1 | Full Conversion | INR | [40 empty] | #VALUE! | #VALUE! | #VALUE! | 1.01 | Supplying, Conveying and fixing spls. Including eart | item1 | 123.223 | Nos
67.01 | Make : Pressure Switch : Indfoss. Ball Valve : Zoloto/ Leader/ Itap | Item604 | [52 empty] | 1.01 | Supplying, Conveying and fixing spls. Including eart | item1 | 123.223 | Nos
68 | 0-14kg/ cm² range display, 150mm dial size bourden type Pressure Gauge with GM/ SS 15mm Ball Valve. | Item605 | 4 | Set | 3400 |  |  | Excess(+) | 1 | Full Conversion | INR | [40 empty] | #VALUE! | #VALUE! | #VALUE! | 1.01 | Supplying, Conveying and fixing spls. Including eart | item1 | 123.223 | Nos
68.01 | Make : Pressure Gauge : H.Guru/ Feibi/ Waree Ball Valve : Zoloto/ Leader/ Itap | Item606 | [52 empty] | 1.01 | Supplying, Conveying and fixing spls. Including eart | item1 | 123.223 | Nos
68.02 | CI Wafer type hand lever operated Butterfly Valve of Class # 150. | Item607 | [52 empty] | 1.01 | Supplying, Conveying and fixing spls. Including eart | item1 | 123.223 | Nos
68.03 | Make: L&T-Audco/ Zoloto/ Koley/ Kartar. | Item608 | [52 empty] | 1.01 | Supplying, Conveying and fixing spls. Including eart | item1 | 123.223 | Nos
69 | 150NB (Lever Operated) | Item609 | 1 | Each. | 10000 |  |  | Excess(+) | 1 | Full Conversion | INR | [40 empty] | #VALUE! | #VALUE! | #VALUE! | 1.01 | Supplying, Conveying and fixing spls. Including eart | item1 | 123.223 | Nos
69.01 | ISI marked CI Double Flanged Gate Valve (PN-1.6) with bronze internals, hand wheel. | Item610 | [52 empty] | 1.01 | Supplying, Conveying and fixing spls. Including eart | item1 | 123.223 | Nos
69.02 | Make : Koley/ Kartar/ Subhas Engineering/ Kalpana | Item611 | [52 empty] | 1.01 | Supplying, Conveying and fixing spls. Including eart | item1 | 123.223 | Nos
69.03 | 150NB | Item612 | 2 | Each. | 13000 |  |  | Excess(+) | 1 | Full Conversion | INR | [40 empty] | #VALUE! | #VALUE! | #VALUE! | 1.01 | Supplying, Conveying and fixing spls. Including eart | item1 | 123.223 | Nos
69.04 | 50NB | Item613 | 1 | Each. | 8250 |  |  | Excess(+) | 1 | Full Conversion | INR | [40 empty] | #VALUE! | #VALUE! | #VALUE! | 1.01 | Supplying, Conveying and fixing spls. Including eart | item1 | 123.223 | Nos
69.05 | CI Double Flanged Basket-Type Foot Valve with Strainer with Stainless Steel mesh. | Item614 | [52 empty] | 1.01 | Supplying, Conveying and fixing spls. Including eart | item1 | 123.223 | Nos
69.06 | Make : Koley/ Kartar/ Subhas Engineering/ Kalpana | Item615 | [52 empty] | 1.01 | Supplying, Conveying and fixing spls. Including eart | item1 | 123.223 | Nos
69.07 | 200NB | Item616 | 2 | Each. | 31000 |  |  | Excess(+) | 1 | Full Conversion | INR | [40 empty] | #VALUE! | #VALUE! | #VALUE! | 1.01 | Supplying, Conveying and fixing spls. Including eart | item1 | 123.223 | Nos
69.08 | 80NB | Item617 | 1 | Each. | 14000 |  |  | Excess(+) | 1 | Full Conversion | INR | [40 empty] | #VALUE! | #VALUE! | #VALUE! | 1.01 | Supplying, Conveying and fixing spls. Including eart | item1 | 123.223 | Nos
69.09 | ISI (IS:5312) marked CI Double Flanged Swing type Check/ Reflux Valve (PN-1.6). | Item618 | [52 empty] | 1.01 | Supplying, Conveying and fixing spls. Including eart | item1 | 123.223 | Nos
69.1 | Make : Koley/ Kartar/ Subhas Engineering/ Kalpana | Item619 | [52 empty] | 1.01 | Supplying, Conveying and fixing spls. Including eart | item1 | 123.223 | Nos
69.11 | 150nb | Item620 | 2 | Each. | 12000 |  |  | Excess(+) | 1 | Full Conversion | INR | [40 empty] | #VALUE! | #VALUE! | #VALUE! | 1.01 | Supplying, Conveying and fixing spls. Including eart | item1 | 123.223 | Nos
69.12 | 50NB | Item621 | 1 | Each. | 8250 |  |  | Excess(+) | 1 | Full Conversion | INR | [40 empty] | #VALUE! | #VALUE! | #VALUE! | 1.01 | Supplying, Conveying and fixing spls. Including eart | item1 | 123.223 | Nos
69.13 | Medium grade, plain end MS ERW Black Pipe (IS:1239,Part-I). | Item622 | [52 empty] | 1.01 | Supplying, Conveying and fixing spls. Including eart | item1 | 123.223 | Nos
69.14 | Make : Pipe : TATA/ Jindal/ Bansal | Item623 | [52 empty] | 1.01 | Supplying, Conveying and fixing spls. Including eart | item1 | 123.223 | Nos
69.15 | 200mm Dia. | Item624 | 12 | RM | 3200 |  |  | Excess(+) | 1 | Full Conversion | INR | [40 empty] | #VALUE! | #VALUE! | #VALUE! | 1.01 | Supplying, Conveying and fixing spls. Including eart | item1 | 123.223 | Nos
69.16 | 150mm Dia. | Item625 | 12 | RM | 2350 |  |  | Excess(+) | 1 | Full Conversion | INR | [40 empty] | #VALUE! | #VALUE! | #VALUE! | 1.01 | Supplying, Conveying and fixing spls. Including eart | item1 | 123.223 | Nos
69.17 | 80mm Dia | Item626 | 6 | RM | 1150 |  |  | Excess(+) | 1 | Full Conversion | INR | [40 empty] | #VALUE! | #VALUE! | #VALUE! | 1.01 | Supplying, Conveying and fixing spls. Including eart | item1 | 123.223 | Nos
69.18 | 50mm Dia | Item627 | 6 | RM | 800 |  |  | Excess(+) | 1 | Full Conversion | INR | [40 empty] | #VALUE! | #VALUE! | #VALUE! | 1.01 | Supplying, Conveying and fixing spls. Including eart | item1 | 123.223 | Nos
69.19 | Copper/ Aluminium Control/ Power Cable. | Item628 | [52 empty] | 1.01 | Supplying, Conveying and fixing spls. Including eart | item1 | 123.223 | Nos
69.2 | Make : Mescab/ Polycab/ Finolex/ Glostar | Item629 | [52 empty] | 1.01 | Supplying, Conveying and fixing spls. Including eart | item1 | 123.223 | Nos
69.21 | 3.5 Core X 95 sq.mm Al. Armoured | Item630 | 20 | RM | 1675 |  |  | Excess(+) | 1 | Full Conversion | INR | [40 empty] | #VALUE! | #VALUE! | #VALUE! | 1.01 | Supplying, Conveying and fixing spls. Including eart | item1 | 123.223 | Nos
69.22 | 3.5 Core X 16 sq.mm Al. Armoured | Item631 | 20 | RM | 715 |  |  | Excess(+) | 1 | Full Conversion | INR | [40 empty] | #VALUE! | #VALUE! | #VALUE! | 1.01 | Supplying, Conveying and fixing spls. Including eart | item1 | 123.223 | Nos
69.23 | 2 Core X 1.5 sq.mm Cu. Armoured | Item632 | 85 | RM | 250 |  |  | Excess(+) | 1 | Full Conversion | INR | [40 empty] | #VALUE! | #VALUE! | #VALUE! | 1.01 | Supplying, Conveying and fixing spls. Including eart | item1 | 123.223 | Nos
69.24 | ADDRESSABLE FIRE DETECTION & ALARM SYSTEM WITH PA SYSTEM | Item633 | [52 empty] | 1.01 | Supplying, Conveying and fixing spls. Including eart | item1 | 123.223 | Nos
70 | Addressable Photo Electric type Smoke Detector with mountig base. | Item634 | 30 | Each | 3700 |  |  | Excess(+) | 1 | Full Conversion | INR | [40 empty] | #VALUE! | #VALUE! | #VALUE! | 1.01 | Supplying, Conveying and fixing spls. Including eart | item1 | 123.223 | Nos
70.01 | Make: Honeywell/ Apollo/ Simens/ Esser/ Morlay | Item635 | [52 empty] | 1.01 | Supplying, Conveying and fixing spls. Including eart | item1 | 123.223 | Nos
71 | Addressable Thermal/ Heat Detector with mountig base. | Item636 | 1 | Each | 3900 |  |  | Excess(+) | 1 | Full Conversion | INR | [40 empty] | #VALUE! | #VALUE! | #VALUE! | 1.01 | Supplying, Conveying and fixing spls. Including eart | item1 | 123.223 | Nos
71.01 | Make: Honeywell/ Apollo/ Simens/ Esser/ Morlay | Item637 | [52 empty] | 1.01 | Supplying, Conveying and fixing spls. Including eart | item1 | 123.223 | Nos
72 | Addressable Manual Call Point with mountig base. | Item638 | 6 | Each | 4100 |  |  | Excess(+) | 1 | Full Conversion | INR | [40 empty] | #VALUE! | #VALUE! | #VALUE! | 1.01 | Supplying, Conveying and fixing spls. Including eart | item1 | 123.223 | Nos
72.01 | Make: Honeywell/ Apollo/ Simens/ Esser/ Morlay | Item639 | [52 empty] | 1.01 | Supplying, Conveying and fixing spls. Including eart | item1 | 123.223 | Nos
73 | Addressable Sounder cum Speaker with mounting base (to facilitate fire alarm and public address). | Item640 | 6 | Each | 2400 |  |  | Excess(+) | 1 | Full Conversion | INR | [40 empty] | #VALUE! | #VALUE! | #VALUE! | 1.01 | Supplying, Conveying and fixing spls. Including eart | item1 | 123.223 | Nos
73.01 | Make: Honeywell/ Apollo/ Simens/ Esser/ Morlay | Item641 | [52 empty] | 1.01 | Supplying, Conveying and fixing spls. Including eart | item1 | 123.223 | Nos
74 | 1 Loop (1 Loop Spare) Addressable Fire Alarm Control Panel with Digital display, battery, back-up etc. | Item642 | 1 | Set | 22500 |  |  | Excess(+) | 1 | Full Conversion | INR | [40 empty] | #VALUE! | #VALUE! | #VALUE! | 1.01 | Supplying, Conveying and fixing spls. Including eart | item1 | 123.223 | Nos
74.01 | Make: Honeywell/ Apollo/ Simens/ Esser/ Morlay | Item643 | [52 empty] | 1.01 | Supplying, Conveying and fixing spls. Including eart | item1 | 123.223 | Nos
75 | Amplifier of minimum 100 Watt & Chordless Microphone. | Item644 | 1 | Set | 21000 |  |  | Excess(+) | 1 | Full Conversion | INR | [40 empty] | #VALUE! | #VALUE! | #VALUE! | 1.01 | Supplying, Conveying and fixing spls. Including eart | item1 | 123.223 | Nos
75.01 | Make: Phillips/ Ahuja/ Bosch | Item645 | [52 empty] | 1.01 | Supplying, Conveying and fixing spls. Including eart | item1 | 123.223 | Nos
76 | Monitor Module. | Item646 | 3 | Each | 4450 |  |  | Excess(+) | 1 | Full Conversion | INR | [40 empty] | #VALUE! | #VALUE! | #VALUE! | 1.01 | Supplying, Conveying and fixing spls. Including eart | item1 | 123.223 | Nos
76.01 | Make: Honeywell/ Apollo/ Simens/ Esser/ Morlay | Item647 | [52 empty] | 1.01 | Supplying, Conveying and fixing spls. Including eart | item1 | 123.223 | Nos
77 | Control Module. | Item648 | 3 | Each | 4700 |  |  | Excess(+) | 1 | Full Conversion | INR | [40 empty] | #VALUE! | #VALUE! | #VALUE! | 1.01 | Supplying, Conveying and fixing spls. Including eart | item1 | 123.223 | Nos
77.01 | Make: Honeywell/ Apollo/ Simens/ Esser/ Morlay | Item649 | [52 empty] | 1.01 | Supplying, Conveying and fixing spls. Including eart | item1 | 123.223 | Nos
78 | PA Console, switching circuit. | Item650 | 1 | Set | 16200 |  |  | Excess(+) | 1 | Full Conversion | INR | [40 empty] | #VALUE! | #VALUE! | #VALUE! | 1.01 | Supplying, Conveying and fixing spls. Including eart | item1 | 123.223 | Nos
78.01 | Make: Phillips/ Ahuja/ Bosch | Item651 | [52 empty] | 1.01 | Supplying, Conveying and fixing spls. Including eart | item1 | 123.223 | Nos
79 | ISI marked 2 Core x 1.5 sq.mm Copper Armoured FRLS Cable. | Item652 | 900 | RM | 275 |  |  | Excess(+) | 1 | Full Conversion | INR | [40 empty] | #VALUE! | #VALUE! | #VALUE! | 1.01 | Supplying, Conveying and fixing spls. Including eart | item1 | 123.223 | Nos
79.01 | Make : Mescab/ Polycab/ Finolex/ Glostar | Item653 | [52 empty] | 1.01 | Supplying, Conveying and fixing spls. Including eart | item1 | 123.223 | Nos
79.02 | PORTABLE FIRE EXTINGUISHER | Item654 | [52 empty] | 1.01 | Supplying, Conveying and fixing spls. Including eart | item1 | 123.223 | Nos
80 | ISI marked (IS:15683) Stored Pressure ABC type Portable Fire Extinguisher of capacity - 2 kg. with initial refill, discharge hose & squzee type discharge nozzle including wall mounting brackets. | Item655 | 14 | Nos. | 2400 |  |  | Excess(+) | 1 | Full Conversion | INR | [40 empty] | #VALUE! | #VALUE! | #VALUE! | 1.01 | Supplying, Conveying and fixing spls. Including eart | item1 | 123.223 | Nos
80.01 | Make : Fire Shield/ Deflame/ Minimax | Item656 | [52 empty] | 1.01 | Supplying, Conveying and fixing spls. Including eart | item1 | 123.223 | Nos
81 | ISI marked (IS:15683) CO2 type Portable Fire Extinguisher of capacity - 4.5 kg. with initial refill, discharge hose and horn including wall mounting brackets. | Item657 | 14 | Nos. | 9000 |  |  | Excess(+) | 1 | Full Conversion | INR | [40 empty] | #VALUE! | #VALUE! | #VALUE! | 1.01 | Supplying, Conveying and fixing spls. Including eart | item1 | 123.223 | Nos
81.01 | Make : Fire Shield/ Deflame/ Minimax | Item658 | [52 empty] | 1.01 | Supplying, Conveying and fixing spls. Including eart | item1 | 123.223 | Nos
82 | ISI marked (IS:15683) Water CO2 type Portable Fire Extinguisher of capacity - 9ltr. with initial refill, discharge hose and horn including wall mounting brackets. | Item659 | 3 | Nos. | 5600 |  |  | Excess(+) | 1 | Full Conversion | INR | [40 empty] | #VALUE! | #VALUE! | #VALUE! | 1.01 | Supplying, Conveying and fixing spls. Including eart | item1 | 123.223 | Nos
82.01 | Make : Fire Shield/ Deflame/ Minimax | Item660 | [52 empty] | 1.01 | Supplying, Conveying and fixing spls. Including eart | item1 | 123.223 | Nos
83 | SIGNAGE | Item661 | [52 empty] | 1.01 | Supplying, Conveying and fixing spls. Including eart | item1 | 123.223 | Nos
83.01 | Photoluminscent Signages will be Rigid Photoluminscent based glow in the dark rigid sheet with high intencity luminious properties enclosed in transparent weather proof UV stabilised coated sheet. With UV screen printing by imported inks. A robust and durable self-adhesive sheet which can be fixed on any surface which is used Photoluminescent material. It is Water-proof, Non toxic, Non radioactive, Corrosion-proof, Moldproof, Vapour-proof material. Thickness of board will be minimum 2 mm. | Item662 | [52 empty] | 1.01 | Supplying, Conveying and fixing spls. Including eart | item1 | 123.223 | Nos
83.02 | Make : Autoglo/ Glo-Lite/ Prolite | Item663 | [52 empty] | 1.01 | Supplying, Conveying and fixing spls. Including eart | item1 | 123.223 | Nos
83.03 | Photoluminescent Signage------ "Extinguishers Symbol". Size : 200mm x 200mm. | Item664 | 31 | Nos. | 550 |  |  | Excess(+) | 1 | Full Conversion | INR | [40 empty] | #VALUE! | #VALUE! | #VALUE! | 1.01 | Supplying, Conveying and fixing spls. Including eart | item1 | 123.223 | Nos
83.04 | Photoluminescent Signage------ "Exit with Arrow". Size: 100mm x 300mm | Item665 | 31 | Nos. | 425 |  |  | Excess(+) | 1 | Full Conversion | INR | [40 empty] | #VALUE! | #VALUE! | #VALUE! | 1.01 | Supplying, Conveying and fixing spls. Including eart | item1 | 123.223 | Nos
83.05 | SECURITY SYSTEMS (CCTV/ PUBLIC ADDRESS/ SENSORS) WORKS | Item666 | [52 empty] | 1.01 | Supplying, Conveying and fixing spls. Including eart | item1 | 123.223 | Nos
84 | CCTV | Item667 | [52 empty] | 1.01 | Supplying, Conveying and fixing spls. Including eart | item1 | 123.223 | Nos
84.01 | Supply, installation, testing and Commissioning of of 24 channel upto 8 TB of HDD supported HDMI in HD 1080 network video recorder CNS NTP server, synchronization, camera I/O and remore I/O solution, mutiple platform mobile support | Item668 | 1 | No | 60000 |  |  | Excess(+) | 1 | Full Conversion | INR | [40 empty] | #VALUE! | #VALUE! | #VALUE! | 1.01 | Supplying, Conveying and fixing spls. Including eart | item1 | 123.223 | Nos
84.02 | Supply, installation, testing and Commissioning of of bullet camera 50/60 FPS, 1920X1080 to 160X90 resolution to 2 MB counter, remote zoom, remote focus, supporting micro SD card | Item669 | 12 | No | 8500 |  |  | Excess(+) | 1 | Full Conversion | INR | [40 empty] | #VALUE! | #VALUE! | #VALUE! | 1.01 | Supplying, Conveying and fixing spls. Including eart | item1 | 123.223 | Nos
84.03 | Supply, installation, testing and Commissioning of of DOME camera 25/30 FPS, 1920X1080 to 160X90 resolution to 2 MB counter, POE supporting micro SD card | Item670 | 12 | No | 7500 |  |  | Excess(+) | 1 | Full Conversion | INR | [40 empty] | #VALUE! | #VALUE! | #VALUE! | 1.01 | Supplying, Conveying and fixing spls. Including eart | item1 | 123.223 | Nos
84.04 | Supply, installation, testing and Commissioning of of accessories of POE adapter/ injector/ ethernet/ Axis T8120, 15W, Midspan, 1 port | Item671 | 20 | M | 8500 |  |  | Excess(+) | 1 | Full Conversion | INR | [40 empty] | #VALUE! | #VALUE! | #VALUE! | 1.01 | Supplying, Conveying and fixing spls. Including eart | item1 | 123.223 | Nos
84.05 | Supply, installation, testing and Commissioning of of 4TB surveillance HDD | Item672 | 5 | No | 4000 |  |  | Excess(+) | 1 | Full Conversion | INR | [40 empty] | #VALUE! | #VALUE! | #VALUE! | 1.01 | Supplying, Conveying and fixing spls. Including eart | item1 | 123.223 | Nos
84.06 | Supply, installation, testing and Commissioning of of 16 port managed Gigabit switch | Item673 | 2 | No | 12000 |  |  | Excess(+) | 1 | Full Conversion | INR | [40 empty] | #VALUE! | #VALUE! | #VALUE! | 1.01 | Supplying, Conveying and fixing spls. Including eart | item1 | 123.223 | Nos
84.07 | Supply, installation, testing and Commissioning of of 5 port unmanaged normal switch | Item674 | 6 | No | 15000 |  |  | Excess(+) | 1 | Full Conversion | INR | [40 empty] | #VALUE! | #VALUE! | #VALUE! | 1.01 | Supplying, Conveying and fixing spls. Including eart | item1 | 123.223 | Nos
84.08 | Supply, installation, testing and Commissioning of of 60 inch LED screen | Item675 | 1 | No | 65000 |  |  | Excess(+) | 1 | Full Conversion | INR | [40 empty] | #VALUE! | #VALUE! | #VALUE! | 1.01 | Supplying, Conveying and fixing spls. Including eart | item1 | 123.223 | Nos
85 | PUBLIC ADDRESS SYSTEM | Item676 | [52 empty] | 1.01 | Supplying, Conveying and fixing spls. Including eart | item1 | 123.223 | Nos
85.01 | Supply, installation, testing and Commissioning of of 20-point Public Address system comprising of microphones, amplifiers, loudspeakers, CD player, double-wall corrugated HDP pipes & cables, accessories etc | Item677 | 12 | LS | 250000 |  |  | Excess(+) | 1 | Full Conversion | INR | [40 empty] | #VALUE! | #VALUE! | #VALUE! | 1.01 | Supplying, Conveying and fixing spls. Including eart | item1 | 123.223 | Nos
86 | SMART SENSORS | Item678 | [52 empty] | 1.01 | Supplying, Conveying and fixing spls. Including eart | item1 | 123.223 | Nos
86.01 | Supply, installation, testing and commissioning of Glass Sliding SENSOR Doors with automatic motor (opening type: sliding to left or right) of size: max width is 1500mm/ each panel, max height 2500mm, and aluminum profile, 2.0-2.2mm, AL-frame colour: as chosen and with single hollow type TEMPERED Clear Glass of thickness: max hollow is 5+27a+5mm | Item679 | 3 | LS | 130000 |  |  | Excess(+) | 1 | Full Conversion | INR | [40 empty] | #VALUE! | #VALUE! | #VALUE! | 1.01 | Supplying, Conveying and fixing spls. Including eart | item1 | 123.223 | Nos
86.02 | Supply, installation, testing and commissioning of Attendance/ Access Control with Fingerprint or Card type Reader having TCP/ IP/ USB data output interface that can be connected to Door Controller. (Operating Temperature 0 to +45 °C) , Power Supply 9-12V | Item680 | 2 | LS | 9500 |  |  | Excess(+) | 1 | Full Conversion | INR | [40 empty] | #VALUE! | #VALUE! | #VALUE! | 1.01 | Supplying, Conveying and fixing spls. Including eart | item1 | 123.223 | Nos
86.03 | Supply, installation, testing and commissioning of Solar MOTION SENSOR LED lights with dimmer capability and illumination of upto 200 lumens (= LS 50,000 hours), sensor length of 3~5m and minimum 90-degree sensing angle, powered by Li-Ion based battery capacity of upto 2000mAh. | Item681 | 42 | LS | 7500 |  |  | Excess(+) | 1 | Full Conversion | INR | [40 empty] | #VALUE! | #VALUE! | #VALUE! | 1.01 | Supplying, Conveying and fixing spls. Including eart | item1 | 123.223 | Nos
86.04 | Supply, installation, testing and commissioning of Wall Mounted PIR Motion Sensor LOUDSPEAKER with induction range of max 5M (angle 120 deg) for activating motion detector and playback sound loop. Loudspeaker audible range 30 meters, complete with customisable replacement of sound files via USB flashdrive. | Item682 | 44 | LS | 12000 |  |  | Excess(+) | 1 | Full Conversion | INR | [40 empty] | #VALUE! | #VALUE! | #VALUE! | 1.01 | Supplying, Conveying and fixing spls. Including eart | item1 | 123.223 | Nos
86.05 | Supply, installation, testing and commissioning of Access control Bi-directional GATE, with Power Supply 230 V, unlock time of max 0.2 second, passage width 500-550mm, SS Powder coated | Item683 | 6 | LS | 95000 |  |  | Excess(+) | 1 | Full Conversion | INR | [40 empty] | #VALUE! | #VALUE! | #VALUE! | 1.01 | Supplying, Conveying and fixing spls. Including eart | item1 | 123.223 | Nos
86.06 | GRAPHICS & SIGNAGE WORKS | Item684 | [52 empty] | 1.01 | Supplying, Conveying and fixing spls. Including eart | item1 | 123.223 | Nos
87 | GRAPHICS & SIGNAGE | Item685 | [52 empty] | 1.01 | Supplying, Conveying and fixing spls. Including eart | item1 | 123.223 | Nos
87.01 | Supply and installation of outdoor signage SS-304 grade/ backlit by LED strip (design to be selected by Architect) on self-standing metal consoles of height 1.5M > Signage Area approximately 900mmX 200mm As per market price | Item686 | 26 | Each | 2250 |  |  | Excess(+) | 1 | Full Conversion | INR | [40 empty] | #VALUE! | #VALUE! | #VALUE! | 1.01 | Supplying, Conveying and fixing spls. Including eart | item1 | 123.223 | Nos
87.02 | Supply and installation of wall-mounted indoor LED backlit signage (design to be selected by Architect) at height 2.2M > Signage Area approximately 900mmX 200mm As per market price | Item687 | 50 | Each | 1400 |  |  | Excess(+) | 1 | Full Conversion | INR | [40 empty] | #VALUE! | #VALUE! | #VALUE! | 1.01 | Supplying, Conveying and fixing spls. Including eart | item1 | 123.223 | Nos
87.03 | Supply and installation of wall-mounted LED backlit ENTRY GRAPHICS & LOGO fabricated of brush-finish SS-304 (design to be selected by Architect) at park entry points & food court at height 2.2M > Signage Area 2.4MX 2.4M As per market price | Item688 | 4 | Each | 200000 |  |  | Excess(+) | 1 | Full Conversion | INR | [40 empty] | #VALUE! | #VALUE! | #VALUE! | 1.01 | Supplying, Conveying and fixing spls. Including eart | item1 | 123.223 | Nos
87.04 | OUTDOOR GAMES & INDOOR PLAY EQUIPMENT WORKS | Item689 | [52 empty] | 1.01 | Supplying, Conveying and fixing spls. Including eart | item1 | 123.223 | Nos
88 | OUTDOOR PLAY EQUIPMENTS | Item690 | [52 empty] | 1.01 | Supplying, Conveying and fixing spls. Including eart | item1 | 123.223 | Nos
88.01 | Supply and installation of outdoor 6 SEATER CHILDREN CAROUSEL made of Acrylic body (to be selected by Architect) on central pedestal of height 2.0M and spread 1.8M diamater As per market price | Item691 | 2 | Each | 48000 |  |  | Excess(+) | 1 | Full Conversion | INR | [40 empty] | #VALUE! | #VALUE! | #VALUE! | 1.01 | Supplying, Conveying and fixing spls. Including eart | item1 | 123.223 | Nos
88.02 | Supply of BALLOON inflator device for Outdo0r BALLOON FOREST Area with Max Volume: 20ml and 30ml, Max pressure: 30atm and 40atm As per market price | Item692 | 2 | Each | 6000 |  |  | Excess(+) | 1 | Full Conversion | INR | [40 empty] | #VALUE! | #VALUE! | #VALUE! | 1.01 | Supplying, Conveying and fixing spls. Including eart | item1 | 123.223 | Nos
88.03 | Supply and installation of outdoor HDPE tents with Aluminium body, waterproof HDPE fabric of coverage area 1.58MX1.8M As per market price | Item693 | 4 | Each | 3500 |  |  | Excess(+) | 1 | Full Conversion | INR | [40 empty] | #VALUE! | #VALUE! | #VALUE! | 1.01 | Supplying, Conveying and fixing spls. Including eart | item1 | 123.223 | Nos
88.04 | Supply and installation of MULTIPLAY STATION with FRP body, Iron Structure suitable for outdoors As per market price | Item694 | 2 | Each | 130000 |  |  | Excess(+) | 1 | Full Conversion | INR | [40 empty] | #VALUE! | #VALUE! | #VALUE! | 1.01 | Supplying, Conveying and fixing spls. Including eart | item1 | 123.223 | Nos
88.05 | Supply and installation of 2.5M High JUNGLE GYM with FRP body, Iron Structure suitable for outdoors As per market price | Item695 | 2 | Each | 52000 |  |  | Excess(+) | 1 | Full Conversion | INR | [40 empty] | #VALUE! | #VALUE! | #VALUE! | 1.01 | Supplying, Conveying and fixing spls. Including eart | item1 | 123.223 | Nos
88.06 | Supply and installation of outdoor SKYJUMPER TRAMPOLINE 4.5M diamter with tensile net fabric enclosure and MS tube structure As per market price | Item696 | 2 | Each | 35000 |  |  | Excess(+) | 1 | Full Conversion | INR | [40 empty] | #VALUE! | #VALUE! | #VALUE! | 1.01 | Supplying, Conveying and fixing spls. Including eart | item1 | 123.223 | Nos
88.07 | Supply and installation of outdoor ROCK CLIMBING WALL made of rough granite on a MS anchor structure on height 3M As per market price | Item697 | 1 | Each | 18500 |  |  | Excess(+) | 1 | Full Conversion | INR | [40 empty] | #VALUE! | #VALUE! | #VALUE! | 1.01 | Supplying, Conveying and fixing spls. Including eart | item1 | 123.223 | Nos
88.08 | Supply of ROCK CLIMBING rope access equipment KIT (1000mm rope, pulley, headgear, carabiner, clip, suction grip, waistband etc) As per market price | Item698 | 12 | Each | 38000 |  |  | Excess(+) | 1 | Full Conversion | INR | [40 empty] | #VALUE! | #VALUE! | #VALUE! | 1.01 | Supplying, Conveying and fixing spls. Including eart | item1 | 123.223 | Nos
88.09 | Supply and installation of outdoor CLIMBING NET SCRAMBLER with Swing and Rope Ladder in galvanized heavy-duty metal frame As per market price | Item699 | 2 | Each | 10000 |  |  | Excess(+) | 1 | Full Conversion | INR | [40 empty] | #VALUE! | #VALUE! | #VALUE! | 1.01 | Supplying, Conveying and fixing spls. Including eart | item1 | 123.223 | Nos
88.1 | Supply and installation of outdoor Swing in TUBuLAR frame and acrylic body As per market price | Item700 | 2 | Each | 4500 |  |  | Excess(+) | 1 | Full Conversion | INR | [40 empty] | #VALUE! | #VALUE! | #VALUE! | 1.01 | Supplying, Conveying and fixing spls. Including eart | item1 | 123.223 | Nos
89 | INDOOR GAMES EQUIPMENTS | Item701 | [52 empty] | 1.01 | Supplying, Conveying and fixing spls. Including eart | item1 | 123.223 | Nos
89.01 | Supply of LEGO Building Block SET As per market price | Item702 | 12 | Each | 2750 |  |  | Excess(+) | 1 | Full Conversion | INR | [40 empty] | #VALUE! | #VALUE! | #VALUE! | 1.01 | Supplying, Conveying and fixing spls. Including eart | item1 | 123.223 | Nos
89.02 | Supply of 140 CM (55 INCH) INCH LED SMART monitor TV SCREEN As per market price | Item703 | 6 | Each | 55000 |  |  | Excess(+) | 1 | Full Conversion | INR | [40 empty] | #VALUE! | #VALUE! | #VALUE! | 1.01 | Supplying, Conveying and fixing spls. Including eart | item1 | 123.223 | Nos
89.03 | Supply of android based JIGSAW puzzle - 6 sets As per market price | Item704 | 1 | Each | 4500 |  |  | Excess(+) | 1 | Full Conversion | INR | [40 empty] | #VALUE! | #VALUE! | #VALUE! | 1.01 | Supplying, Conveying and fixing spls. Including eart | item1 | 123.223 | Nos
89.04 | Supply of musical instruments in tuned condition: Lyre, Violin, flute, Saxophone, mandolin, sitar, Oud, Rawab, Tabla, Pakhwaz, xylophone | Item705 | 8 | Each | 35000 |  |  | Excess(+) | 1 | Full Conversion | INR | [40 empty] | #VALUE! | #VALUE! | #VALUE! | 1.01 | Supplying, Conveying and fixing spls. Including eart | item1 | 123.223 | Nos
89.05 | Prototype 3D Dinosaur Skeleton Anatomical Model For Museum Lab Study, made from hard polymer plastic of size Product Dimensions: 60 x 25 x 30 cm As per market price | Item706 | 6 | Each | 5500 |  |  | Excess(+) | 1 | Full Conversion | INR | [40 empty] | #VALUE! | #VALUE! | #VALUE! | 1.01 | Supplying, Conveying and fixing spls. Including eart | item1 | 123.223 | Nos
89.06 | Supply and installation of 200W Sound system Remote Control (1 Unit), R03 (Size AAA) Batteries (2 Unit), High Speed HDMI Cable (1 Unit), Front Speakers (2 Unit), Surround Speakers (2 Unit), Center Speaker (1 Unit), Speaker Cords (4 Unit), Subwoofer (1 Unit), Foot Pads (1 Unit), FM Wire Antenna (1 Unit)and necessary accessories like oxycables, power cord, 5.1 speaker system, bass, woofer etc As per market price | Item707 | 6 | Each | 20500 |  |  | Excess(+) | 1 | Full Conversion | INR | [40 empty] | #VALUE! | #VALUE! | #VALUE! | 1.01 | Supplying, Conveying and fixing spls. Including eart | item1 | 123.223 | Nos
90 | GST @ 12% | Item708 | 1 | NO. | #VALUE! |  |  | Excess(+) | 1 | Full Conversion | INR | [40 empty] | #VALUE! | #VALUE! | #VALUE! | 1.01 | Supplying, Conveying and fixing spls. Including eart | item1 | 123.223 | Nos
91 | LABOUR CESS @ 1% | Item709 | 1 | NO. | #VALUE! |  |  | Excess(+) | 1 | Full Conversion | INR | [40 empty] | #VALUE! | #VALUE! | #VALUE! | 1.01 | Supplying, Conveying and fixing spls. Including eart | item1 | 123.223 | Nos
Total in Figures | [51 empty] | #VALUE! | #VALUE! | #VALUE! | 4 | Construction of chamber for 100mm sluice plates | item5 | 10 | Nos
Quoted Rate in Figures |  |  |  | Select | [47 empty] | 0 | 0 | #VALUE!
Quoted Rate in Words |  | #VALUE!
Note on K13: gepadmin: 1. If you choose "Full Conversion" then Column BA (AMOUNT) and Column BB (TAXES) BOTH values will be convert based on selected Currency in (Column L). 2. If you choose "Partial Conversion" then Column BA (AMOUNT) only will be converted based on selected currency (Column L) and Column BB (TAXES) value (INR) will be added to the converted values.
Note on K14: gepadmin: 1. If you choose "Full Conversion" then Column BA (AMOUNT) and Column BB (TAXES) BOTH values will be convert based on selected Currency in (Column L). 2. If you choose "Partial Conversion" then Column BA (AMOUNT) only will be converted based on selected currency (Column L) and Column BB (TAXES) value (INR) will be added to the converted values.
Note on K15: gepadmin: 1. If you choose "Full Conversion" then Column BA (AMOUNT) and Column BB (TAXES) BOTH values will be convert based on selected Currency in (Column L). 2. If you choose "Partial Conversion" then Column BA (AMOUNT) only will be converted based on selected currency (Column L) and Column BB (TAXES) value (INR) will be added to the converted values.
Note on K16: gepadmin: 1. If you choose "Full Conversion" then Column BA (AMOUNT) and Column BB (TAXES) BOTH values will be convert based on selected Currency in (Column L). 2. If you choose "Partial Conversion" then Column BA (AMOUNT) only will be converted based on selected currency (Column L) and Column BB (TAXES) value (INR) will be added to the converted values.
Note on K17: gepadmin: 1. If you choose "Full Conversion" then Column BA (AMOUNT) and Column BB (TAXES) BOTH values will be convert based on selected Currency in (Column L). 2. If you choose "Partial Conversion" then Column BA (AMOUNT) only will be converted based on selected currency (Column L) and Column BB (TAXES) value (INR) will be added to the converted values.
Note on K18: gepadmin: 1. If you choose "Full Conversion" then Column BA (AMOUNT) and Column BB (TAXES) BOTH values will be convert based on selected Currency in (Column L). 2. If you choose "Partial Conversion" then Column BA (AMOUNT) only will be converted based on selected currency (Column L) and Column BB (TAXES) value (INR) will be added to the converted values.
Note on K19: gepadmin: 1. If you choose "Full Conversion" then Column BA (AMOUNT) and Column BB (TAXES) BOTH values will be convert based on selected Currency in (Column L). 2. If you choose "Partial Conversion" then Column BA (AMOUNT) only will be converted based on selected currency (Column L) and Column BB (TAXES) value (INR) will be added to the converted values.
Note on K20: gepadmin: 1. If you choose "Full Conversion" then Column BA (AMOUNT) and Column BB (TAXES) BOTH values will be convert based on selected Currency in (Column L). 2. If you choose "Partial Conversion" then Column BA (AMOUNT) only will be converted based on selected currency (Column L) and Column BB (TAXES) value (INR) will be added to the converted values.
Note on K21: gepadmin: 1. If you choose "Full Conversion" then Column BA (AMOUNT) and Column BB (TAXES) BOTH values will be convert based on selected Currency in (Column L). 2. If you choose "Partial Conversion" then Column BA (AMOUNT) only will be converted based on selected currency (Column L) and Column BB (TAXES) value (INR) will be added to the converted values.
Note on K22: gepadmin: 1. If you choose "Full Conversion" then Column BA (AMOUNT) and Column BB (TAXES) BOTH values will be convert based on selected Currency in (Column L). 2. If you choose "Partial Conversion" then Column BA (AMOUNT) only will be converted based on selected currency (Column L) and Column BB (TAXES) value (INR) will be added to the converted values.
Note on K23: gepadmin: 1. If you choose "Full Conversion" then Column BA (AMOUNT) and Column BB (TAXES) BOTH values will be convert based on selected Currency in (Column L). 2. If you choose "Partial Conversion" then Column BA (AMOUNT) only will be converted based on selected currency (Column L) and Column BB (TAXES) value (INR) will be added to the converted values.
Note on K24: gepadmin: 1. If you choose "Full Conversion" then Column BA (AMOUNT) and Column BB (TAXES) BOTH values will be convert based on selected Currency in (Column L). 2. If you choose "Partial Conversion" then Column BA (AMOUNT) only will be converted based on selected currency (Column L) and Column BB (TAXES) value (INR) will be added to the converted values.
Note on K25: gepadmin: 1. If you choose "Full Conversion" then Column BA (AMOUNT) and Column BB (TAXES) BOTH values will be convert based on selected Currency in (Column L). 2. If you choose "Partial Conversion" then Column BA (AMOUNT) only will be converted based on selected currency (Column L) and Column BB (TAXES) value (INR) will be added to the converted values.
Note on K26: gepadmin: 1. If you choose "Full Conversion" then Column BA (AMOUNT) and Column BB (TAXES) BOTH values will be convert based on selected Currency in (Column L). 2. If you choose "Partial Conversion" then Column BA (AMOUNT) only will be converted based on selected currency (Column L) and Column BB (TAXES) value (INR) will be added to the converted values.
Note on K27: gepadmin: 1. If you choose "Full Conversion" then Column BA (AMOUNT) and Column BB (TAXES) BOTH values will be convert based on selected Currency in (Column L). 2. If you choose "Partial Conversion" then Column BA (AMOUNT) only will be converted based on selected currency (Column L) and Column BB (TAXES) value (INR) will be added to the converted values.
Note on K28: gepadmin: 1. If you choose "Full Conversion" then Column BA (AMOUNT) and Column BB (TAXES) BOTH values will be convert based on selected Currency in (Column L). 2. If you choose "Partial Conversion" then Column BA (AMOUNT) only will be converted based on selected currency (Column L) and Column BB (TAXES) value (INR) will be added to the converted values.
Note on K29: gepadmin: 1. If you choose "Full Conversion" then Column BA (AMOUNT) and Column BB (TAXES) BOTH values will be convert based on selected Currency in (Column L). 2. If you choose "Partial Conversion" then Column BA (AMOUNT) only will be converted based on selected currency (Column L) and Column BB (TAXES) value (INR) will be added to the converted values.
Note on K30: gepadmin: 1. If you choose "Full Conversion" then Column BA (AMOUNT) and Column BB (TAXES) BOTH values will be convert based on selected Currency in (Column L). 2. If you choose "Partial Conversion" then Column BA (AMOUNT) only will be converted based on selected currency (Column L) and Column BB (TAXES) value (INR) will be added to the converted values.
Note on K31: gepadmin: 1. If you choose "Full Conversion" then Column BA (AMOUNT) and Column BB (TAXES) BOTH values will be convert based on selected Currency in (Column L). 2. If you choose "Partial Conversion" then Column BA (AMOUNT) only will be converted based on selected currency (Column L) and Column BB (TAXES) value (INR) will be added to the converted values.
Note on K32: gepadmin: 1. If you choose "Full Conversion" then Column BA (AMOUNT) and Column BB (TAXES) BOTH values will be convert based on selected Currency in (Column L). 2. If you choose "Partial Conversion" then Column BA (AMOUNT) only will be converted based on selected currency (Column L) and Column BB (TAXES) value (INR) will be added to the converted values.
Note on K33: gepadmin: 1. If you choose "Full Conversion" then Column BA (AMOUNT) and Column BB (TAXES) BOTH values will be convert based on selected Currency in (Column L). 2. If you choose "Partial Conversion" then Column BA (AMOUNT) only will be converted based on selected currency (Column L) and Column BB (TAXES) value (INR) will be added to the converted values.
Note on K34: gepadmin: 1. If you choose "Full Conversion" then Column BA (AMOUNT) and Column BB (TAXES) BOTH values will be convert based on selected Currency in (Column L). 2. If you choose "Partial Conversion" then Column BA (AMOUNT) only will be converted based on selected currency (Column L) and Column BB (TAXES) value (INR) will be added to the converted values.
Note on K35: gepadmin: 1. If you choose "Full Conversion" then Column BA (AMOUNT) and Column BB (TAXES) BOTH values will be convert based on selected Currency in (Column L). 2. If you choose "Partial Conversion" then Column BA (AMOUNT) only will be converted based on selected currency (Column L) and Column BB (TAXES) value (INR) will be added to the converted values.
Note on K36: gepadmin: 1. If you choose "Full Conversion" then Column BA (AMOUNT) and Column BB (TAXES) BOTH values will be convert based on selected Currency in (Column L). 2. If you choose "Partial Conversion" then Column BA (AMOUNT) only will be converted based on selected currency (Column L) and Column BB (TAXES) value (INR) will be added to the converted values.
Note on K37: gepadmin: 1. If you choose "Full Conversion" then Column BA (AMOUNT) and Column BB (TAXES) BOTH values will be convert based on selected Currency in (Column L). 2. If you choose "Partial Conversion" then Column BA (AMOUNT) only will be converted based on selected currency (Column L) and Column BB (TAXES) value (INR) will be added to the converted values.
Note on K38: gepadmin: 1. If you choose "Full Conversion" then Column BA (AMOUNT) and Column BB (TAXES) BOTH values will be convert based on selected Currency in (Column L). 2. If you choose "Partial Conversion" then Column BA (AMOUNT) only will be converted based on selected currency (Column L) and Column BB (TAXES) value (INR) will be added to the converted values.
Note on K39: gepadmin: 1. If you choose "Full Conversion" then Column BA (AMOUNT) and Column BB (TAXES) BOTH values will be convert based on selected Currency in (Column L). 2. If you choose "Partial Conversion" then Column BA (AMOUNT) only will be converted based on selected currency (Column L) and Column BB (TAXES) value (INR) will be added to the converted values.
Note on K40: gepadmin: 1. If you choose "Full Conversion" then Column BA (AMOUNT) and Column BB (TAXES) BOTH values will be convert based on selected Currency in (Column L). 2. If you choose "Partial Conversion" then Column BA (AMOUNT) only will be converted based on selected currency (Column L) and Column BB (TAXES) value (INR) will be added to the converted values.
Note on K41: gepadmin: 1. If you choose "Full Conversion" then Column BA (AMOUNT) and Column BB (TAXES) BOTH values will be convert based on selected Currency in (Column L). 2. If you choose "Partial Conversion" then Column BA (AMOUNT) only will be converted based on selected currency (Column L) and Column BB (TAXES) value (INR) will be added to the converted values.
Note on K42: gepadmin: 1. If you choose "Full Conversion" then Column BA (AMOUNT) and Column BB (TAXES) BOTH values will be convert based on selected Currency in (Column L). 2. If you choose "Partial Conversion" then Column BA (AMOUNT) only will be converted based on selected currency (Column L) and Column BB (TAXES) value (INR) will be added to the converted values.
Note on K43: gepadmin: 1. If you choose "Full Conversion" then Column BA (AMOUNT) and Column BB (TAXES) BOTH values will be convert based on selected Currency in (Column L). 2. If you choose "Partial Conversion" then Column BA (AMOUNT) only will be converted based on selected currency (Column L) and Column BB (TAXES) value (INR) will be added to the converted values.
Note on K44: gepadmin: 1. If you choose "Full Conversion" then Column BA (AMOUNT) and Column BB (TAXES) BOTH values will be convert based on selected Currency in (Column L). 2. If you choose "Partial Conversion" then Column BA (AMOUNT) only will be converted based on selected currency (Column L) and Column BB (TAXES) value (INR) will be added to the converted values.
Note on K45: gepadmin: 1. If you choose "Full Conversion" then Column BA (AMOUNT) and Column BB (TAXES) BOTH values will be convert based on selected Currency in (Column L). 2. If you choose "Partial Conversion" then Column BA (AMOUNT) only will be converted based on selected currency (Column L) and Column BB (TAXES) value (INR) will be added to the converted values.
Note on K46: gepadmin: 1. If you choose "Full Conversion" then Column BA (AMOUNT) and Column BB (TAXES) BOTH values will be convert based on selected Currency in (Column L). 2. If you choose "Partial Conversion" then Column BA (AMOUNT) only will be converted based on selected currency (Column L) and Column BB (TAXES) value (INR) will be added to the converted values.
Note on K47: gepadmin: 1. If you choose "Full Conversion" then Column BA (AMOUNT) and Column BB (TAXES) BOTH values will be convert based on selected Currency in (Column L). 2. If you choose "Partial Conversion" then Column BA (AMOUNT) only will be converted based on selected currency (Column L) and Column BB (TAXES) value (INR) will be added to the converted values.
Note on K48: gepadmin: 1. If you choose "Full Conversion" then Column BA (AMOUNT) and Column BB (TAXES) BOTH values will be convert based on selected Currency in (Column L). 2. If you choose "Partial Conversion" then Column BA (AMOUNT) only will be converted based on selected currency (Column L) and Column BB (TAXES) value (INR) will be added to the converted values.
Note on K49: gepadmin: 1. If you choose "Full Conversion" then Column BA (AMOUNT) and Column BB (TAXES) BOTH values will be convert based on selected Currency in (Column L). 2. If you choose "Partial Conversion" then Column BA (AMOUNT) only will be converted based on selected currency (Column L) and Column BB (TAXES) value (INR) will be added to the converted values.
Note on K50: gepadmin: 1. If you choose "Full Conversion" then Column BA (AMOUNT) and Column BB (TAXES) BOTH values will be convert based on selected Currency in (Column L). 2. If you choose "Partial Conversion" then Column BA (AMOUNT) only will be converted based on selected currency (Column L) and Column BB (TAXES) value (INR) will be added to the converted values.
Note on K51: gepadmin: 1. If you choose "Full Conversion" then Column BA (AMOUNT) and Column BB (TAXES) BOTH values will be convert based on selected Currency in (Column L). 2. If you choose "Partial Conversion" then Column BA (AMOUNT) only will be converted based on selected currency (Column L) and Column BB (TAXES) value (INR) will be added to the converted values.
Note on K52: gepadmin: 1. If you choose "Full Conversion" then Column BA (AMOUNT) and Column BB (TAXES) BOTH values will be convert based on selected Currency in (Column L). 2. If you choose "Partial Conversion" then Column BA (AMOUNT) only will be converted based on selected currency (Column L) and Column BB (TAXES) value (INR) will be added to the converted values.
Note on K53: gepadmin: 1. If you choose "Full Conversion" then Column BA (AMOUNT) and Column BB (TAXES) BOTH values will be convert based on selected Currency in (Column L). 2. If you choose "Partial Conversion" then Column BA (AMOUNT) only will be converted based on selected currency (Column L) and Column BB (TAXES) value (INR) will be added to the converted values.
Note on K54: gepadmin: 1. If you choose "Full Conversion" then Column BA (AMOUNT) and Column BB (TAXES) BOTH values will be convert based on selected Currency in (Column L). 2. If you choose "Partial Conversion" then Column BA (AMOUNT) only will be converted based on selected currency (Column L) and Column BB (TAXES) value (INR) will be added to the converted values.
Note on K55: gepadmin: 1. If you choose "Full Conversion" then Column BA (AMOUNT) and Column BB (TAXES) BOTH values will be convert based on selected Currency in (Column L). 2. If you choose "Partial Conversion" then Column BA (AMOUNT) only will be converted based on selected currency (Column L) and Column BB (TAXES) value (INR) will be added to the converted values.
Note on K56: gepadmin: 1. If you choose "Full Conversion" then Column BA (AMOUNT) and Column BB (TAXES) BOTH values will be convert based on selected Currency in (Column L). 2. If you choose "Partial Conversion" then Column BA (AMOUNT) only will be converted based on selected currency (Column L) and Column BB (TAXES) value (INR) will be added to the converted values.
Note on K57: gepadmin: 1. If you choose "Full Conversion" then Column BA (AMOUNT) and Column BB (TAXES) BOTH values will be convert based on selected Currency in (Column L). 2. If you choose "Partial Conversion" then Column BA (AMOUNT) only will be converted based on selected currency (Column L) and Column BB (TAXES) value (INR) will be added to the converted values.
Note on K58: gepadmin: 1. If you choose "Full Conversion" then Column BA (AMOUNT) and Column BB (TAXES) BOTH values will be convert based on selected Currency in (Column L). 2. If you choose "Partial Conversion" then Column BA (AMOUNT) only will be converted based on selected currency (Column L) and Column BB (TAXES) value (INR) will be added to the converted values.
Note on K59: gepadmin: 1. If you choose "Full Conversion" then Column BA (AMOUNT) and Column BB (TAXES) BOTH values will be convert based on selected Currency in (Column L). 2. If you choose "Partial Conversion" then Column BA (AMOUNT) only will be converted based on selected currency (Column L) and Column BB (TAXES) value (INR) will be added to the converted values.
Note on K60: gepadmin: 1. If you choose "Full Conversion" then Column BA (AMOUNT) and Column BB (TAXES) BOTH values will be convert based on selected Currency in (Column L). 2. If you choose "Partial Conversion" then Column BA (AMOUNT) only will be converted based on selected currency (Column L) and Column BB (TAXES) value (INR) will be added to the converted values.
Note on K61: gepadmin: 1. If you choose "Full Conversion" then Column BA (AMOUNT) and Column BB (TAXES) BOTH values will be convert based on selected Currency in (Column L). 2. If you choose "Partial Conversion" then Column BA (AMOUNT) only will be converted based on selected currency (Column L) and Column BB (TAXES) value (INR) will be added to the converted values.
Note on K62: gepadmin: 1. If you choose "Full Conversion" then Column BA (AMOUNT) and Column BB (TAXES) BOTH values will be convert based on selected Currency in (Column L). 2. If you choose "Partial Conversion" then Column BA (AMOUNT) only will be converted based on selected currency (Column L) and Column BB (TAXES) value (INR) will be added to the converted values.
Note on K63: gepadmin: 1. If you choose "Full Conversion" then Column BA (AMOUNT) and Column BB (TAXES) BOTH values will be convert based on selected Currency in (Column L). 2. If you choose "Partial Conversion" then Column BA (AMOUNT) only will be converted based on selected currency (Column L) and Column BB (TAXES) value (INR) will be added to the converted values.
Note on K64: gepadmin: 1. If you choose "Full Conversion" then Column BA (AMOUNT) and Column BB (TAXES) BOTH values will be convert based on selected Currency in (Column L). 2. If you choose "Partial Conversion" then Column BA (AMOUNT) only will be converted based on selected currency (Column L) and Column BB (TAXES) value (INR) will be added to the converted values.
Note on K65: gepadmin: 1. If you choose "Full Conversion" then Column BA (AMOUNT) and Column BB (TAXES) BOTH values will be convert based on selected Currency in (Column L). 2. If you choose "Partial Conversion" then Column BA (AMOUNT) only will be converted based on selected currency (Column L) and Column BB (TAXES) value (INR) will be added to the converted values.
Note on K66: gepadmin: 1. If you choose "Full Conversion" then Column BA (AMOUNT) and Column BB (TAXES) BOTH values will be convert based on selected Currency in (Column L). 2. If you choose "Partial Conversion" then Column BA (AMOUNT) only will be converted based on selected currency (Column L) and Column BB (TAXES) value (INR) will be added to the converted values.
Note on K67: gepadmin: 1. If you choose "Full Conversion" then Column BA (AMOUNT) and Column BB (TAXES) BOTH values will be convert based on selected Currency in (Column L). 2. If you choose "Partial Conversion" then Column BA (AMOUNT) only will be converted based on selected currency (Column L) and Column BB (TAXES) value (INR) will be added to the converted values.
Note on K68: gepadmin: 1. If you choose "Full Conversion" then Column BA (AMOUNT) and Column BB (TAXES) BOTH values will be convert based on selected Currency in (Column L). 2. If you choose "Partial Conversion" then Column BA (AMOUNT) only will be converted based on selected currency (Column L) and Column BB (TAXES) value (INR) will be added to the converted values.
Note on K69: gepadmin: 1. If you choose "Full Conversion" then Column BA (AMOUNT) and Column BB (TAXES) BOTH values will be convert based on selected Currency in (Column L). 2. If you choose "Partial Conversion" then Column BA (AMOUNT) only will be converted based on selected currency (Column L) and Column BB (TAXES) value (INR) will be added to the converted values.
Note on K70: gepadmin: 1. If you choose "Full Conversion" then Column BA (AMOUNT) and Column BB (TAXES) BOTH values will be convert based on selected Currency in (Column L). 2. If you choose "Partial Conversion" then Column BA (AMOUNT) only will be converted based on selected currency (Column L) and Column BB (TAXES) value (INR) will be added to the converted values.
Note on K71: gepadmin: 1. If you choose "Full Conversion" then Column BA (AMOUNT) and Column BB (TAXES) BOTH values will be convert based on selected Currency in (Column L). 2. If you choose "Partial Conversion" then Column BA (AMOUNT) only will be converted based on selected currency (Column L) and Column BB (TAXES) value (INR) will be added to the converted values.
Note on K72: gepadmin: 1. If you choose "Full Conversion" then Column BA (AMOUNT) and Column BB (TAXES) BOTH values will be convert based on selected Currency in (Column L). 2. If you choose "Partial Conversion" then Column BA (AMOUNT) only will be converted based on selected currency (Column L) and Column BB (TAXES) value (INR) will be added to the converted values.
Note on K73: gepadmin: 1. If you choose "Full Conversion" then Column BA (AMOUNT) and Column BB (TAXES) BOTH values will be convert based on selected Currency in (Column L). 2. If you choose "Partial Conversion" then Column BA (AMOUNT) only will be converted based on selected currency (Column L) and Column BB (TAXES) value (INR) will be added to the converted values.
Note on K74: gepadmin: 1. If you choose "Full Conversion" then Column BA (AMOUNT) and Column BB (TAXES) BOTH values will be convert based on selected Currency in (Column L). 2. If you choose "Partial Conversion" then Column BA (AMOUNT) only will be converted based on selected currency (Column L) and Column BB (TAXES) value (INR) will be added to the converted values.
Note on K75: gepadmin: 1. If you choose "Full Conversion" then Column BA (AMOUNT) and Column BB (TAXES) BOTH values will be convert based on selected Currency in (Column L). 2. If you choose "Partial Conversion" then Column BA (AMOUNT) only will be converted based on selected currency (Column L) and Column BB (TAXES) value (INR) will be added to the converted values.
Note on K76: gepadmin: 1. If you choose "Full Conversion" then Column BA (AMOUNT) and Column BB (TAXES) BOTH values will be convert based on selected Currency in (Column L). 2. If you choose "Partial Conversion" then Column BA (AMOUNT) only will be converted based on selected currency (Column L) and Column BB (TAXES) value (INR) will be added to the converted values.
Note on K77: gepadmin: 1. If you choose "Full Conversion" then Column BA (AMOUNT) and Column BB (TAXES) BOTH values will be convert based on selected Currency in (Column L). 2. If you choose "Partial Conversion" then Column BA (AMOUNT) only will be converted based on selected currency (Column L) and Column BB (TAXES) value (INR) will be added to the converted values.
Note on K78: gepadmin: 1. If you choose "Full Conversion" then Column BA (AMOUNT) and Column BB (TAXES) BOTH values will be convert based on selected Currency in (Column L). 2. If you choose "Partial Conversion" then Column BA (AMOUNT) only will be converted based on selected currency (Column L) and Column BB (TAXES) value (INR) will be added to the converted values.
Note on K79: gepadmin: 1. If you choose "Full Conversion" then Column BA (AMOUNT) and Column BB (TAXES) BOTH values will be convert based on selected Currency in (Column L). 2. If you choose "Partial Conversion" then Column BA (AMOUNT) only will be converted based on selected currency (Column L) and Column BB (TAXES) value (INR) will be added to the converted values.
Note on K80: gepadmin: 1. If you choose "Full Conversion" then Column BA (AMOUNT) and Column BB (TAXES) BOTH values will be convert based on selected Currency in (Column L). 2. If you choose "Partial Conversion" then Column BA (AMOUNT) only will be converted based on selected currency (Column L) and Column BB (TAXES) value (INR) will be added to the converted values.
Note on K81: gepadmin: 1. If you choose "Full Conversion" then Column BA (AMOUNT) and Column BB (TAXES) BOTH values will be convert based on selected Currency in (Column L). 2. If you choose "Partial Conversion" then Column BA (AMOUNT) only will be converted based on selected currency (Column L) and Column BB (TAXES) value (INR) will be added to the converted values.
Note on K82: gepadmin: 1. If you choose "Full Conversion" then Column BA (AMOUNT) and Column BB (TAXES) BOTH values will be convert based on selected Currency in (Column L). 2. If you choose "Partial Conversion" then Column BA (AMOUNT) only will be converted based on selected currency (Column L) and Column BB (TAXES) value (INR) will be added to the converted values.
Note on K83: gepadmin: 1. If you choose "Full Conversion" then Column BA (AMOUNT) and Column BB (TAXES) BOTH values will be convert based on selected Currency in (Column L). 2. If you choose "Partial Conversion" then Column BA (AMOUNT) only will be converted based on selected currency (Column L) and Column BB (TAXES) value (INR) will be added to the converted values.
Note on K84: gepadmin: 1. If you choose "Full Conversion" then Column BA (AMOUNT) and Column BB (TAXES) BOTH values will be convert based on selected Currency in (Column L). 2. If you choose "Partial Conversion" then Column BA (AMOUNT) only will be converted based on selected currency (Column L) and Column BB (TAXES) value (INR) will be added to the converted values.
Note on K85: gepadmin: 1. If you choose "Full Conversion" then Column BA (AMOUNT) and Column BB (TAXES) BOTH values will be convert based on selected Currency in (Column L). 2. If you choose "Partial Conversion" then Column BA (AMOUNT) only will be converted based on selected currency (Column L) and Column BB (TAXES) value (INR) will be added to the converted values.
Note on K86: gepadmin: 1. If you choose "Full Conversion" then Column BA (AMOUNT) and Column BB (TAXES) BOTH values will be convert based on selected Currency in (Column L). 2. If you choose "Partial Conversion" then Column BA (AMOUNT) only will be converted based on selected currency (Column L) and Column BB (TAXES) value (INR) will be added to the converted values.
Note on K87: gepadmin: 1. If you choose "Full Conversion" then Column BA (AMOUNT) and Column BB (TAXES) BOTH values will be convert based on selected Currency in (Column L). 2. If you choose "Partial Conversion" then Column BA (AMOUNT) only will be converted based on selected currency (Column L) and Column BB (TAXES) value (INR) will be added to the converted values.
Note on K88: gepadmin: 1. If you choose "Full Conversion" then Column BA (AMOUNT) and Column BB (TAXES) BOTH values will be convert based on selected Currency in (Column L). 2. If you choose "Partial Conversion" then Column BA (AMOUNT) only will be converted based on selected currency (Column L) and Column BB (TAXES) value (INR) will be added to the converted values.
Note on K89: gepadmin: 1. If you choose "Full Conversion" then Column BA (AMOUNT) and Column BB (TAXES) BOTH values will be convert based on selected Currency in (Column L). 2. If you choose "Partial Conversion" then Column BA (AMOUNT) only will be converted based on selected currency (Column L) and Column BB (TAXES) value (INR) will be added to the converted values.
Note on K90: gepadmin: 1. If you choose "Full Conversion" then Column BA (AMOUNT) and Column BB (TAXES) BOTH values will be convert based on selected Currency in (Column L). 2. If you choose "Partial Conversion" then Column BA (AMOUNT) only will be converted based on selected currency (Column L) and Column BB (TAXES) value (INR) will be added to the converted values.
Note on K91: gepadmin: 1. If you choose "Full Conversion" then Column BA (AMOUNT) and Column BB (TAXES) BOTH values will be convert based on selected Currency in (Column L). 2. If you choose "Partial Conversion" then Column BA (AMOUNT) only will be converted based on selected currency (Column L) and Column BB (TAXES) value (INR) will be added to the converted values.
Note on K92: gepadmin: 1. If you choose "Full Conversion" then Column BA (AMOUNT) and Column BB (TAXES) BOTH values will be convert based on selected Currency in (Column L). 2. If you choose "Partial Conversion" then Column BA (AMOUNT) only will be converted based on selected currency (Column L) and Column BB (TAXES) value (INR) will be added to the converted values.
Note on K93: gepadmin: 1. If you choose "Full Conversion" then Column BA (AMOUNT) and Column BB (TAXES) BOTH values will be convert based on selected Currency in (Column L). 2. If you choose "Partial Conversion" then Column BA (AMOUNT) only will be converted based on selected currency (Column L) and Column BB (TAXES) value (INR) will be added to the converted values.
Note on K94: gepadmin: 1. If you choose "Full Conversion" then Column BA (AMOUNT) and Column BB (TAXES) BOTH values will be convert based on selected Currency in (Column L). 2. If you choose "Partial Conversion" then Column BA (AMOUNT) only will be converted based on selected currency (Column L) and Column BB (TAXES) value (INR) will be added to the converted values.
Note on K95: gepadmin: 1. If you choose "Full Conversion" then Column BA (AMOUNT) and Column BB (TAXES) BOTH values will be convert based on selected Currency in (Column L). 2. If you choose "Partial Conversion" then Column BA (AMOUNT) only will be converted based on selected currency (Column L) and Column BB (TAXES) value (INR) will be added to the converted values.
Note on K96: gepadmin: 1. If you choose "Full Conversion" then Column BA (AMOUNT) and Column BB (TAXES) BOTH values will be convert based on selected Currency in (Column L). 2. If you choose "Partial Conversion" then Column BA (AMOUNT) only will be converted based on selected currency (Column L) and Column BB (TAXES) value (INR) will be added to the converted values.
Note on K97: gepadmin: 1. If you choose "Full Conversion" then Column BA (AMOUNT) and Column BB (TAXES) BOTH values will be convert based on selected Currency in (Column L). 2. If you choose "Partial Conversion" then Column BA (AMOUNT) only will be converted based on selected currency (Column L) and Column BB (TAXES) value (INR) will be added to the converted values.
Note on K98: gepadmin: 1. If you choose "Full Conversion" then Column BA (AMOUNT) and Column BB (TAXES) BOTH values will be convert based on selected Currency in (Column L). 2. If you choose "Partial Conversion" then Column BA (AMOUNT) only will be converted based on selected currency (Column L) and Column BB (TAXES) value (INR) will be added to the converted values.
Note on K99: gepadmin: 1. If you choose "Full Conversion" then Column BA (AMOUNT) and Column BB (TAXES) BOTH values will be convert based on selected Currency in (Column L). 2. If you choose "Partial Conversion" then Column BA (AMOUNT) only will be converted based on selected currency (Column L) and Column BB (TAXES) value (INR) will be added to the converted values.
Note on K100: gepadmin: 1. If you choose "Full Conversion" then Column BA (AMOUNT) and Column BB (TAXES) BOTH values will be convert based on selected Currency in (Column L). 2. If you choose "Partial Conversion" then Column BA (AMOUNT) only will be converted based on selected currency (Column L) and Column BB (TAXES) value (INR) will be added to the converted values.
Note on K101: gepadmin: 1. If you choose "Full Conversion" then Column BA (AMOUNT) and Column BB (TAXES) BOTH values will be convert based on selected Currency in (Column L). 2. If you choose "Partial Conversion" then Column BA (AMOUNT) only will be converted based on selected currency (Column L) and Column BB (TAXES) value (INR) will be added to the converted values.
Note on K102: gepadmin: 1. If you choose "Full Conversion" then Column BA (AMOUNT) and Column BB (TAXES) BOTH values will be convert based on selected Currency in (Column L). 2. If you choose "Partial Conversion" then Column BA (AMOUNT) only will be converted based on selected currency (Column L) and Column BB (TAXES) value (INR) will be added to the converted values.
Note on K103: gepadmin: 1. If you choose "Full Conversion" then Column BA (AMOUNT) and Column BB (TAXES) BOTH values will be convert based on selected Currency in (Column L). 2. If you choose "Partial Conversion" then Column BA (AMOUNT) only will be converted based on selected currency (Column L) and Column BB (TAXES) value (INR) will be added to the converted values.
Note on K104: gepadmin: 1. If you choose "Full Conversion" then Column BA (AMOUNT) and Column BB (TAXES) BOTH values will be convert based on selected Currency in (Column L). 2. If you choose "Partial Conversion" then Column BA (AMOUNT) only will be converted based on selected currency (Column L) and Column BB (TAXES) value (INR) will be added to the converted values.
Note on K105: gepadmin: 1. If you choose "Full Conversion" then Column BA (AMOUNT) and Column BB (TAXES) BOTH values will be convert based on selected Currency in (Column L). 2. If you choose "Partial Conversion" then Column BA (AMOUNT) only will be converted based on selected currency (Column L) and Column BB (TAXES) value (INR) will be added to the converted values.
Note on K106: gepadmin: 1. If you choose "Full Conversion" then Column BA (AMOUNT) and Column BB (TAXES) BOTH values will be convert based on selected Currency in (Column L). 2. If you choose "Partial Conversion" then Column BA (AMOUNT) only will be converted based on selected currency (Column L) and Column BB (TAXES) value (INR) will be added to the converted values.
Note on K107: gepadmin: 1. If you choose "Full Conversion" then Column BA (AMOUNT) and Column BB (TAXES) BOTH values will be convert based on selected Currency in (Column L). 2. If you choose "Partial Conversion" then Column BA (AMOUNT) only will be converted based on selected currency (Column L) and Column BB (TAXES) value (INR) will be added to the converted values.
Note on K108: gepadmin: 1. If you choose "Full Conversion" then Column BA (AMOUNT) and Column BB (TAXES) BOTH values will be convert based on selected Currency in (Column L). 2. If you choose "Partial Conversion" then Column BA (AMOUNT) only will be converted based on selected currency (Column L) and Column BB (TAXES) value (INR) will be added to the converted values.
Note on K109: gepadmin: 1. If you choose "Full Conversion" then Column BA (AMOUNT) and Column BB (TAXES) BOTH values will be convert based on selected Currency in (Column L). 2. If you choose "Partial Conversion" then Column BA (AMOUNT) only will be converted based on selected currency (Column L) and Column BB (TAXES) value (INR) will be added to the converted values.
Note on K110: gepadmin: 1. If you choose "Full Conversion" then Column BA (AMOUNT) and Column BB (TAXES) BOTH values will be convert based on selected Currency in (Column L). 2. If you choose "Partial Conversion" then Column BA (AMOUNT) only will be converted based on selected currency (Column L) and Column BB (TAXES) value (INR) will be added to the converted values.
Note on K111: gepadmin: 1. If you choose "Full Conversion" then Column BA (AMOUNT) and Column BB (TAXES) BOTH values will be convert based on selected Currency in (Column L). 2. If you choose "Partial Conversion" then Column BA (AMOUNT) only will be converted based on selected currency (Column L) and Column BB (TAXES) value (INR) will be added to the converted values.
Note on K112: gepadmin: 1. If you choose "Full Conversion" then Column BA (AMOUNT) and Column BB (TAXES) BOTH values will be convert based on selected Currency in (Column L). 2. If you choose "Partial Conversion" then Column BA (AMOUNT) only will be converted based on selected currency (Column L) and Column BB (TAXES) value (INR) will be added to the converted values.
Note on K113: gepadmin: 1. If you choose "Full Conversion" then Column BA (AMOUNT) and Column BB (TAXES) BOTH values will be convert based on selected Currency in (Column L). 2. If you choose "Partial Conversion" then Column BA (AMOUNT) only will be converted based on selected currency (Column L) and Column BB (TAXES) value (INR) will be added to the converted values.
Note on K114: gepadmin: 1. If you choose "Full Conversion" then Column BA (AMOUNT) and Column BB (TAXES) BOTH values will be convert based on selected Currency in (Column L). 2. If you choose "Partial Conversion" then Column BA (AMOUNT) only will be converted based on selected currency (Column L) and Column BB (TAXES) value (INR) will be added to the converted values.
Note on K115: gepadmin: 1. If you choose "Full Conversion" then Column BA (AMOUNT) and Column BB (TAXES) BOTH values will be convert based on selected Currency in (Column L). 2. If you choose "Partial Conversion" then Column BA (AMOUNT) only will be converted based on selected currency (Column L) and Column BB (TAXES) value (INR) will be added to the converted values.
Note on K116: gepadmin: 1. If you choose "Full Conversion" then Column BA (AMOUNT) and Column BB (TAXES) BOTH values will be convert based on selected Currency in (Column L). 2. If you choose "Partial Conversion" then Column BA (AMOUNT) only will be converted based on selected currency (Column L) and Column BB (TAXES) value (INR) will be added to the converted values.
Note on K117: gepadmin: 1. If you choose "Full Conversion" then Column BA (AMOUNT) and Column BB (TAXES) BOTH values will be convert based on selected Currency in (Column L). 2. If you choose "Partial Conversion" then Column BA (AMOUNT) only will be converted based on selected currency (Column L) and Column BB (TAXES) value (INR) will be added to the converted values.
Note on K118: gepadmin: 1. If you choose "Full Conversion" then Column BA (AMOUNT) and Column BB (TAXES) BOTH values will be convert based on selected Currency in (Column L). 2. If you choose "Partial Conversion" then Column BA (AMOUNT) only will be converted based on selected currency (Column L) and Column BB (TAXES) value (INR) will be added to the converted values.
Note on K119: gepadmin: 1. If you choose "Full Conversion" then Column BA (AMOUNT) and Column BB (TAXES) BOTH values will be convert based on selected Currency in (Column L). 2. If you choose "Partial Conversion" then Column BA (AMOUNT) only will be converted based on selected currency (Column L) and Column BB (TAXES) value (INR) will be added to the converted values.
Note on K120: gepadmin: 1. If you choose "Full Conversion" then Column BA (AMOUNT) and Column BB (TAXES) BOTH values will be convert based on selected Currency in (Column L). 2. If you choose "Partial Conversion" then Column BA (AMOUNT) only will be converted based on selected currency (Column L) and Column BB (TAXES) value (INR) will be added to the converted values.
Note on K121: gepadmin: 1. If you choose "Full Conversion" then Column BA (AMOUNT) and Column BB (TAXES) BOTH values will be convert based on selected Currency in (Column L). 2. If you choose "Partial Conversion" then Column BA (AMOUNT) only will be converted based on selected currency (Column L) and Column BB (TAXES) value (INR) will be added to the converted values.
Note on K122: gepadmin: 1. If you choose "Full Conversion" then Column BA (AMOUNT) and Column BB (TAXES) BOTH values will be convert based on selected Currency in (Column L). 2. If you choose "Partial Conversion" then Column BA (AMOUNT) only will be converted based on selected currency (Column L) and Column BB (TAXES) value (INR) will be added to the converted values.
Note on K123: gepadmin: 1. If you choose "Full Conversion" then Column BA (AMOUNT) and Column BB (TAXES) BOTH values will be convert based on selected Currency in (Column L). 2. If you choose "Partial Conversion" then Column BA (AMOUNT) only will be converted based on selected currency (Column L) and Column BB (TAXES) value (INR) will be added to the converted values.
Note on K124: gepadmin: 1. If you choose "Full Conversion" then Column BA (AMOUNT) and Column BB (TAXES) BOTH values will be convert based on selected Currency in (Column L). 2. If you choose "Partial Conversion" then Column BA (AMOUNT) only will be converted based on selected currency (Column L) and Column BB (TAXES) value (INR) will be added to the converted values.
Note on K125: gepadmin: 1. If you choose "Full Conversion" then Column BA (AMOUNT) and Column BB (TAXES) BOTH values will be convert based on selected Currency in (Column L). 2. If you choose "Partial Conversion" then Column BA (AMOUNT) only will be converted based on selected currency (Column L) and Column BB (TAXES) value (INR) will be added to the converted values.
Note on K126: gepadmin: 1. If you choose "Full Conversion" then Column BA (AMOUNT) and Column BB (TAXES) BOTH values will be convert based on selected Currency in (Column L). 2. If you choose "Partial Conversion" then Column BA (AMOUNT) only will be converted based on selected currency (Column L) and Column BB (TAXES) value (INR) will be added to the converted values.
Note on K127: gepadmin: 1. If you choose "Full Conversion" then Column BA (AMOUNT) and Column BB (TAXES) BOTH values will be convert based on selected Currency in (Column L). 2. If you choose "Partial Conversion" then Column BA (AMOUNT) only will be converted based on selected currency (Column L) and Column BB (TAXES) value (INR) will be added to the converted values.
Note on K128: gepadmin: 1. If you choose "Full Conversion" then Column BA (AMOUNT) and Column BB (TAXES) BOTH values will be convert based on selected Currency in (Column L). 2. If you choose "Partial Conversion" then Column BA (AMOUNT) only will be converted based on selected currency (Column L) and Column BB (TAXES) value (INR) will be added to the converted values.
Note on K129: gepadmin: 1. If you choose "Full Conversion" then Column BA (AMOUNT) and Column BB (TAXES) BOTH values will be convert based on selected Currency in (Column L). 2. If you choose "Partial Conversion" then Column BA (AMOUNT) only will be converted based on selected currency (Column L) and Column BB (TAXES) value (INR) will be added to the converted values.
Note on K130: gepadmin: 1. If you choose "Full Conversion" then Column BA (AMOUNT) and Column BB (TAXES) BOTH values will be convert based on selected Currency in (Column L). 2. If you choose "Partial Conversion" then Column BA (AMOUNT) only will be converted based on selected currency (Column L) and Column BB (TAXES) value (INR) will be added to the converted values.
Note on K131: gepadmin: 1. If you choose "Full Conversion" then Column BA (AMOUNT) and Column BB (TAXES) BOTH values will be convert based on selected Currency in (Column L). 2. If you choose "Partial Conversion" then Column BA (AMOUNT) only will be converted based on selected currency (Column L) and Column BB (TAXES) value (INR) will be added to the converted values.
Note on K132: gepadmin: 1. If you choose "Full Conversion" then Column BA (AMOUNT) and Column BB (TAXES) BOTH values will be convert based on selected Currency in (Column L). 2. If you choose "Partial Conversion" then Column BA (AMOUNT) only will be converted based on selected currency (Column L) and Column BB (TAXES) value (INR) will be added to the converted values.
Note on K133: gepadmin: 1. If you choose "Full Conversion" then Column BA (AMOUNT) and Column BB (TAXES) BOTH values will be convert based on selected Currency in (Column L). 2. If you choose "Partial Conversion" then Column BA (AMOUNT) only will be converted based on selected currency (Column L) and Column BB (TAXES) value (INR) will be added to the converted values.
Note on K134: gepadmin: 1. If you choose "Full Conversion" then Column BA (AMOUNT) and Column BB (TAXES) BOTH values will be convert based on selected Currency in (Column L). 2. If you choose "Partial Conversion" then Column BA (AMOUNT) only will be converted based on selected currency (Column L) and Column BB (TAXES) value (INR) will be added to the converted values.
Note on K135: gepadmin: 1. If you choose "Full Conversion" then Column BA (AMOUNT) and Column BB (TAXES) BOTH values will be convert based on selected Currency in (Column L). 2. If you choose "Partial Conversion" then Column BA (AMOUNT) only will be converted based on selected currency (Column L) and Column BB (TAXES) value (INR) will be added to the converted values.
Note on K136: gepadmin: 1. If you choose "Full Conversion" then Column BA (AMOUNT) and Column BB (TAXES) BOTH values will be convert based on selected Currency in (Column L). 2. If you choose "Partial Conversion" then Column BA (AMOUNT) only will be converted based on selected currency (Column L) and Column BB (TAXES) value (INR) will be added to the converted values.
Note on K137: gepadmin: 1. If you choose "Full Conversion" then Column BA (AMOUNT) and Column BB (TAXES) BOTH values will be convert based on selected Currency in (Column L). 2. If you choose "Partial Conversion" then Column BA (AMOUNT) only will be converted based on selected currency (Column L) and Column BB (TAXES) value (INR) will be added to the converted values.
Note on K138: gepadmin: 1. If you choose "Full Conversion" then Column BA (AMOUNT) and Column BB (TAXES) BOTH values will be convert based on selected Currency in (Column L). 2. If you choose "Partial Conversion" then Column BA (AMOUNT) only will be converted based on selected currency (Column L) and Column BB (TAXES) value (INR) will be added to the converted values.
Note on K139: gepadmin: 1. If you choose "Full Conversion" then Column BA (AMOUNT) and Column BB (TAXES) BOTH values will be convert based on selected Currency in (Column L). 2. If you choose "Partial Conversion" then Column BA (AMOUNT) only will be converted based on selected currency (Column L) and Column BB (TAXES) value (INR) will be added to the converted values.
Note on K140: gepadmin: 1. If you choose "Full Conversion" then Column BA (AMOUNT) and Column BB (TAXES) BOTH values will be convert based on selected Currency in (Column L). 2. If you choose "Partial Conversion" then Column BA (AMOUNT) only will be converted based on selected currency (Column L) and Column BB (TAXES) value (INR) will be added to the converted values.
Note on K141: gepadmin: 1. If you choose "Full Conversion" then Column BA (AMOUNT) and Column BB (TAXES) BOTH values will be convert based on selected Currency in (Column L). 2. If you choose "Partial Conversion" then Column BA (AMOUNT) only will be converted based on selected currency (Column L) and Column BB (TAXES) value (INR) will be added to the converted values.
Note on K142: gepadmin: 1. If you choose "Full Conversion" then Column BA (AMOUNT) and Column BB (TAXES) BOTH values will be convert based on selected Currency in (Column L). 2. If you choose "Partial Conversion" then Column BA (AMOUNT) only will be converted based on selected currency (Column L) and Column BB (TAXES) value (INR) will be added to the converted values.
Note on K143: gepadmin: 1. If you choose "Full Conversion" then Column BA (AMOUNT) and Column BB (TAXES) BOTH values will be convert based on selected Currency in (Column L). 2. If you choose "Partial Conversion" then Column BA (AMOUNT) only will be converted based on selected currency (Column L) and Column BB (TAXES) value (INR) will be added to the converted values.
Note on K144: gepadmin: 1. If you choose "Full Conversion" then Column BA (AMOUNT) and Column BB (TAXES) BOTH values will be convert based on selected Currency in (Column L). 2. If you choose "Partial Conversion" then Column BA (AMOUNT) only will be converted based on selected currency (Column L) and Column BB (TAXES) value (INR) will be added to the converted values.
Note on K145: gepadmin: 1. If you choose "Full Conversion" then Column BA (AMOUNT) and Column BB (TAXES) BOTH values will be convert based on selected Currency in (Column L). 2. If you choose "Partial Conversion" then Column BA (AMOUNT) only will be converted based on selected currency (Column L) and Column BB (TAXES) value (INR) will be added to the converted values.
Note on K146: gepadmin: 1. If you choose "Full Conversion" then Column BA (AMOUNT) and Column BB (TAXES) BOTH values will be convert based on selected Currency in (Column L). 2. If you choose "Partial Conversion" then Column BA (AMOUNT) only will be converted based on selected currency (Column L) and Column BB (TAXES) value (INR) will be added to the converted values.
Note on K147: gepadmin: 1. If you choose "Full Conversion" then Column BA (AMOUNT) and Column BB (TAXES) BOTH values will be convert based on selected Currency in (Column L). 2. If you choose "Partial Conversion" then Column BA (AMOUNT) only will be converted based on selected currency (Column L) and Column BB (TAXES) value (INR) will be added to the converted values.
Note on K148: gepadmin: 1. If you choose "Full Conversion" then Column BA (AMOUNT) and Column BB (TAXES) BOTH values will be convert based on selected Currency in (Column L). 2. If you choose "Partial Conversion" then Column BA (AMOUNT) only will be converted based on selected currency (Column L) and Column BB (TAXES) value (INR) will be added to the converted values.
Note on K149: gepadmin: 1. If you choose "Full Conversion" then Column BA (AMOUNT) and Column BB (TAXES) BOTH values will be convert based on selected Currency in (Column L). 2. If you choose "Partial Conversion" then Column BA (AMOUNT) only will be converted based on selected currency (Column L) and Column BB (TAXES) value (INR) will be added to the converted values.
Note on K150: gepadmin: 1. If you choose "Full Conversion" then Column BA (AMOUNT) and Column BB (TAXES) BOTH values will be convert based on selected Currency in (Column L). 2. If you choose "Partial Conversion" then Column BA (AMOUNT) only will be converted based on selected currency (Column L) and Column BB (TAXES) value (INR) will be added to the converted values.
Note on K151: gepadmin: 1. If you choose "Full Conversion" then Column BA (AMOUNT) and Column BB (TAXES) BOTH values will be convert based on selected Currency in (Column L). 2. If you choose "Partial Conversion" then Column BA (AMOUNT) only will be converted based on selected currency (Column L) and Column BB (TAXES) value (INR) will be added to the converted values.
Note on K152: gepadmin: 1. If you choose "Full Conversion" then Column BA (AMOUNT) and Column BB (TAXES) BOTH values will be convert based on selected Currency in (Column L). 2. If you choose "Partial Conversion" then Column BA (AMOUNT) only will be converted based on selected currency (Column L) and Column BB (TAXES) value (INR) will be added to the converted values.
Note on K153: gepadmin: 1. If you choose "Full Conversion" then Column BA (AMOUNT) and Column BB (TAXES) BOTH values will be convert based on selected Currency in (Column L). 2. If you choose "Partial Conversion" then Column BA (AMOUNT) only will be converted based on selected currency (Column L) and Column BB (TAXES) value (INR) will be added to the converted values.
Note on K154: gepadmin: 1. If you choose "Full Conversion" then Column BA (AMOUNT) and Column BB (TAXES) BOTH values will be convert based on selected Currency in (Column L). 2. If you choose "Partial Conversion" then Column BA (AMOUNT) only will be converted based on selected currency (Column L) and Column BB (TAXES) value (INR) will be added to the converted values.
Note on K155: gepadmin: 1. If you choose "Full Conversion" then Column BA (AMOUNT) and Column BB (TAXES) BOTH values will be convert based on selected Currency in (Column L). 2. If you choose "Partial Conversion" then Column BA (AMOUNT) only will be converted based on selected currency (Column L) and Column BB (TAXES) value (INR) will be added to the converted values.
Note on K156: gepadmin: 1. If you choose "Full Conversion" then Column BA (AMOUNT) and Column BB (TAXES) BOTH values will be convert based on selected Currency in (Column L). 2. If you choose "Partial Conversion" then Column BA (AMOUNT) only will be converted based on selected currency (Column L) and Column BB (TAXES) value (INR) will be added to the converted values.
Note on K157: gepadmin: 1. If you choose "Full Conversion" then Column BA (AMOUNT) and Column BB (TAXES) BOTH values will be convert based on selected Currency in (Column L). 2. If you choose "Partial Conversion" then Column BA (AMOUNT) only will be converted based on selected currency (Column L) and Column BB (TAXES) value (INR) will be added to the converted values.
Note on K158: gepadmin: 1. If you choose "Full Conversion" then Column BA (AMOUNT) and Column BB (TAXES) BOTH values will be convert based on selected Currency in (Column L). 2. If you choose "Partial Conversion" then Column BA (AMOUNT) only will be converted based on selected currency (Column L) and Column BB (TAXES) value (INR) will be added to the converted values.
Note on K159: gepadmin: 1. If you choose "Full Conversion" then Column BA (AMOUNT) and Column BB (TAXES) BOTH values will be convert based on selected Currency in (Column L). 2. If you choose "Partial Conversion" then Column BA (AMOUNT) only will be converted based on selected currency (Column L) and Column BB (TAXES) value (INR) will be added to the converted values.
Note on K160: gepadmin: 1. If you choose "Full Conversion" then Column BA (AMOUNT) and Column BB (TAXES) BOTH values will be convert based on selected Currency in (Column L). 2. If you choose "Partial Conversion" then Column BA (AMOUNT) only will be converted based on selected currency (Column L) and Column BB (TAXES) value (INR) will be added to the converted values.
Note on K161: gepadmin: 1. If you choose "Full Conversion" then Column BA (AMOUNT) and Column BB (TAXES) BOTH values will be convert based on selected Currency in (Column L). 2. If you choose "Partial Conversion" then Column BA (AMOUNT) only will be converted based on selected currency (Column L) and Column BB (TAXES) value (INR) will be added to the converted values.
Note on K162: gepadmin: 1. If you choose "Full Conversion" then Column BA (AMOUNT) and Column BB (TAXES) BOTH values will be convert based on selected Currency in (Column L). 2. If you choose "Partial Conversion" then Column BA (AMOUNT) only will be converted based on selected currency (Column L) and Column BB (TAXES) value (INR) will be added to the converted values.
Note on K163: gepadmin: 1. If you choose "Full Conversion" then Column BA (AMOUNT) and Column BB (TAXES) BOTH values will be convert based on selected Currency in (Column L). 2. If you choose "Partial Conversion" then Column BA (AMOUNT) only will be converted based on selected currency (Column L) and Column BB (TAXES) value (INR) will be added to the converted values.
Note on K164: gepadmin: 1. If you choose "Full Conversion" then Column BA (AMOUNT) and Column BB (TAXES) BOTH values will be convert based on selected Currency in (Column L). 2. If you choose "Partial Conversion" then Column BA (AMOUNT) only will be converted based on selected currency (Column L) and Column BB (TAXES) value (INR) will be added to the converted values.
Note on K165: gepadmin: 1. If you choose "Full Conversion" then Column BA (AMOUNT) and Column BB (TAXES) BOTH values will be convert based on selected Currency in (Column L). 2. If you choose "Partial Conversion" then Column BA (AMOUNT) only will be converted based on selected currency (Column L) and Column BB (TAXES) value (INR) will be added to the converted values.
Note on K166: gepadmin: 1. If you choose "Full Conversion" then Column BA (AMOUNT) and Column BB (TAXES) BOTH values will be convert based on selected Currency in (Column L). 2. If you choose "Partial Conversion" then Column BA (AMOUNT) only will be converted based on selected currency (Column L) and Column BB (TAXES) value (INR) will be added to the converted values.
Note on K167: gepadmin: 1. If you choose "Full Conversion" then Column BA (AMOUNT) and Column BB (TAXES) BOTH values will be convert based on selected Currency in (Column L). 2. If you choose "Partial Conversion" then Column BA (AMOUNT) only will be converted based on selected currency (Column L) and Column BB (TAXES) value (INR) will be added to the converted values.
Note on K168: gepadmin: 1. If you choose "Full Conversion" then Column BA (AMOUNT) and Column BB (TAXES) BOTH values will be convert based on selected Currency in (Column L). 2. If you choose "Partial Conversion" then Column BA (AMOUNT) only will be converted based on selected currency (Column L) and Column BB (TAXES) value (INR) will be added to the converted values.
Note on K169: gepadmin: 1. If you choose "Full Conversion" then Column BA (AMOUNT) and Column BB (TAXES) BOTH values will be convert based on selected Currency in (Column L). 2. If you choose "Partial Conversion" then Column BA (AMOUNT) only will be converted based on selected currency (Column L) and Column BB (TAXES) value (INR) will be added to the converted values.
Note on K170: gepadmin: 1. If you choose "Full Conversion" then Column BA (AMOUNT) and Column BB (TAXES) BOTH values will be convert based on selected Currency in (Column L). 2. If you choose "Partial Conversion" then Column BA (AMOUNT) only will be converted based on selected currency (Column L) and Column BB (TAXES) value (INR) will be added to the converted values.
Note on K171: gepadmin: 1. If you choose "Full Conversion" then Column BA (AMOUNT) and Column BB (TAXES) BOTH values will be convert based on selected Currency in (Column L). 2. If you choose "Partial Conversion" then Column BA (AMOUNT) only will be converted based on selected currency (Column L) and Column BB (TAXES) value (INR) will be added to the converted values.
Note on K172: gepadmin: 1. If you choose "Full Conversion" then Column BA (AMOUNT) and Column BB (TAXES) BOTH values will be convert based on selected Currency in (Column L). 2. If you choose "Partial Conversion" then Column BA (AMOUNT) only will be converted based on selected currency (Column L) and Column BB (TAXES) value (INR) will be added to the converted values.
Note on K173: gepadmin: 1. If you choose "Full Conversion" then Column BA (AMOUNT) and Column BB (TAXES) BOTH values will be convert based on selected Currency in (Column L). 2. If you choose "Partial Conversion" then Column BA (AMOUNT) only will be converted based on selected currency (Column L) and Column BB (TAXES) value (INR) will be added to the converted values.
Note on K174: gepadmin: 1. If you choose "Full Conversion" then Column BA (AMOUNT) and Column BB (TAXES) BOTH values will be convert based on selected Currency in (Column L). 2. If you choose "Partial Conversion" then Column BA (AMOUNT) only will be converted based on selected currency (Column L) and Column BB (TAXES) value (INR) will be added to the converted values.
Note on K175: gepadmin: 1. If you choose "Full Conversion" then Column BA (AMOUNT) and Column BB (TAXES) BOTH values will be convert based on selected Currency in (Column L). 2. If you choose "Partial Conversion" then Column BA (AMOUNT) only will be converted based on selected currency (Column L) and Column BB (TAXES) value (INR) will be added to the converted values.
Note on K176: gepadmin: 1. If you choose "Full Conversion" then Column BA (AMOUNT) and Column BB (TAXES) BOTH values will be convert based on selected Currency in (Column L). 2. If you choose "Partial Conversion" then Column BA (AMOUNT) only will be converted based on selected currency (Column L) and Column BB (TAXES) value (INR) will be added to the converted values.
Note on K177: gepadmin: 1. If you choose "Full Conversion" then Column BA (AMOUNT) and Column BB (TAXES) BOTH values will be convert based on selected Currency in (Column L). 2. If you choose "Partial Conversion" then Column BA (AMOUNT) only will be converted based on selected currency (Column L) and Column BB (TAXES) value (INR) will be added to the converted values.
Note on K178: gepadmin: 1. If you choose "Full Conversion" then Column BA (AMOUNT) and Column BB (TAXES) BOTH values will be convert based on selected Currency in (Column L). 2. If you choose "Partial Conversion" then Column BA (AMOUNT) only will be converted based on selected currency (Column L) and Column BB (TAXES) value (INR) will be added to the converted values.
Note on K179: gepadmin: 1. If you choose "Full Conversion" then Column BA (AMOUNT) and Column BB (TAXES) BOTH values will be convert based on selected Currency in (Column L). 2. If you choose "Partial Conversion" then Column BA (AMOUNT) only will be converted based on selected currency (Column L) and Column BB (TAXES) value (INR) will be added to the converted values.
Note on K180: gepadmin: 1. If you choose "Full Conversion" then Column BA (AMOUNT) and Column BB (TAXES) BOTH values will be convert based on selected Currency in (Column L). 2. If you choose "Partial Conversion" then Column BA (AMOUNT) only will be converted based on selected currency (Column L) and Column BB (TAXES) value (INR) will be added to the converted values.
Note on K181: gepadmin: 1. If you choose "Full Conversion" then Column BA (AMOUNT) and Column BB (TAXES) BOTH values will be convert based on selected Currency in (Column L). 2. If you choose "Partial Conversion" then Column BA (AMOUNT) only will be converted based on selected currency (Column L) and Column BB (TAXES) value (INR) will be added to the converted values.
Note on K182: gepadmin: 1. If you choose "Full Conversion" then Column BA (AMOUNT) and Column BB (TAXES) BOTH values will be convert based on selected Currency in (Column L). 2. If you choose "Partial Conversion" then Column BA (AMOUNT) only will be converted based on selected currency (Column L) and Column BB (TAXES) value (INR) will be added to the converted values.
Note on K183: gepadmin: 1. If you choose "Full Conversion" then Column BA (AMOUNT) and Column BB (TAXES) BOTH values will be convert based on selected Currency in (Column L). 2. If you choose "Partial Conversion" then Column BA (AMOUNT) only will be converted based on selected currency (Column L) and Column BB (TAXES) value (INR) will be added to the converted values.
Note on K184: gepadmin: 1. If you choose "Full Conversion" then Column BA (AMOUNT) and Column BB (TAXES) BOTH values will be convert based on selected Currency in (Column L). 2. If you choose "Partial Conversion" then Column BA (AMOUNT) only will be converted based on selected currency (Column L) and Column BB (TAXES) value (INR) will be added to the converted values.
Note on K185: gepadmin: 1. If you choose "Full Conversion" then Column BA (AMOUNT) and Column BB (TAXES) BOTH values will be convert based on selected Currency in (Column L). 2. If you choose "Partial Conversion" then Column BA (AMOUNT) only will be converted based on selected currency (Column L) and Column BB (TAXES) value (INR) will be added to the converted values.
Note on K186: gepadmin: 1. If you choose "Full Conversion" then Column BA (AMOUNT) and Column BB (TAXES) BOTH values will be convert based on selected Currency in (Column L). 2. If you choose "Partial Conversion" then Column BA (AMOUNT) only will be converted based on selected currency (Column L) and Column BB (TAXES) value (INR) will be added to the converted values.
Note on K187: gepadmin: 1. If you choose "Full Conversion" then Column BA (AMOUNT) and Column BB (TAXES) BOTH values will be convert based on selected Currency in (Column L). 2. If you choose "Partial Conversion" then Column BA (AMOUNT) only will be converted based on selected currency (Column L) and Column BB (TAXES) value (INR) will be added to the converted values.
Note on K188: gepadmin: 1. If you choose "Full Conversion" then Column BA (AMOUNT) and Column BB (TAXES) BOTH values will be convert based on selected Currency in (Column L). 2. If you choose "Partial Conversion" then Column BA (AMOUNT) only will be converted based on selected currency (Column L) and Column BB (TAXES) value (INR) will be added to the converted values.
Note on K189: gepadmin: 1. If you choose "Full Conversion" then Column BA (AMOUNT) and Column BB (TAXES) BOTH values will be convert based on selected Currency in (Column L). 2. If you choose "Partial Conversion" then Column BA (AMOUNT) only will be converted based on selected currency (Column L) and Column BB (TAXES) value (INR) will be added to the converted values.
Note on K190: gepadmin: 1. If you choose "Full Conversion" then Column BA (AMOUNT) and Column BB (TAXES) BOTH values will be convert based on selected Currency in (Column L). 2. If you choose "Partial Conversion" then Column BA (AMOUNT) only will be converted based on selected currency (Column L) and Column BB (TAXES) value (INR) will be added to the converted values.
Note on K191: gepadmin: 1. If you choose "Full Conversion" then Column BA (AMOUNT) and Column BB (TAXES) BOTH values will be convert based on selected Currency in (Column L). 2. If you choose "Partial Conversion" then Column BA (AMOUNT) only will be converted based on selected currency (Column L) and Column BB (TAXES) value (INR) will be added to the converted values.
Note on K192: gepadmin: 1. If you choose "Full Conversion" then Column BA (AMOUNT) and Column BB (TAXES) BOTH values will be convert based on selected Currency in (Column L). 2. If you choose "Partial Conversion" then Column BA (AMOUNT) only will be converted based on selected currency (Column L) and Column BB (TAXES) value (INR) will be added to the converted values.
Note on K193: gepadmin: 1. If you choose "Full Conversion" then Column BA (AMOUNT) and Column BB (TAXES) BOTH values will be convert based on selected Currency in (Column L). 2. If you choose "Partial Conversion" then Column BA (AMOUNT) only will be converted based on selected currency (Column L) and Column BB (TAXES) value (INR) will be added to the converted values.
Note on K194: gepadmin: 1. If you choose "Full Conversion" then Column BA (AMOUNT) and Column BB (TAXES) BOTH values will be convert based on selected Currency in (Column L). 2. If you choose "Partial Conversion" then Column BA (AMOUNT) only will be converted based on selected currency (Column L) and Column BB (TAXES) value (INR) will be added to the converted values.
Note on K195: gepadmin: 1. If you choose "Full Conversion" then Column BA (AMOUNT) and Column BB (TAXES) BOTH values will be convert based on selected Currency in (Column L). 2. If you choose "Partial Conversion" then Column BA (AMOUNT) only will be converted based on selected currency (Column L) and Column BB (TAXES) value (INR) will be added to the converted values.
Note on K196: gepadmin: 1. If you choose "Full Conversion" then Column BA (AMOUNT) and Column BB (TAXES) BOTH values will be convert based on selected Currency in (Column L). 2. If you choose "Partial Conversion" then Column BA (AMOUNT) only will be converted based on selected currency (Column L) and Column BB (TAXES) value (INR) will be added to the converted values.
Note on K197: gepadmin: 1. If you choose "Full Conversion" then Column BA (AMOUNT) and Column BB (TAXES) BOTH values will be convert based on selected Currency in (Column L). 2. If you choose "Partial Conversion" then Column BA (AMOUNT) only will be converted based on selected currency (Column L) and Column BB (TAXES) value (INR) will be added to the converted values.
Note on K198: gepadmin: 1. If you choose "Full Conversion" then Column BA (AMOUNT) and Column BB (TAXES) BOTH values will be convert based on selected Currency in (Column L). 2. If you choose "Partial Conversion" then Column BA (AMOUNT) only will be converted based on selected currency (Column L) and Column BB (TAXES) value (INR) will be added to the converted values.
Note on K199: gepadmin: 1. If you choose "Full Conversion" then Column BA (AMOUNT) and Column BB (TAXES) BOTH values will be convert based on selected Currency in (Column L). 2. If you choose "Partial Conversion" then Column BA (AMOUNT) only will be converted based on selected currency (Column L) and Column BB (TAXES) value (INR) will be added to the converted values.
Note on K200: gepadmin: 1. If you choose "Full Conversion" then Column BA (AMOUNT) and Column BB (TAXES) BOTH values will be convert based on selected Currency in (Column L). 2. If you choose "Partial Conversion" then Column BA (AMOUNT) only will be converted based on selected currency (Column L) and Column BB (TAXES) value (INR) will be added to the converted values.
Note on K201: gepadmin: 1. If you choose "Full Conversion" then Column BA (AMOUNT) and Column BB (TAXES) BOTH values will be convert based on selected Currency in (Column L). 2. If you choose "Partial Conversion" then Column BA (AMOUNT) only will be converted based on selected currency (Column L) and Column BB (TAXES) value (INR) will be added to the converted values.
Note on K202: gepadmin: 1. If you choose "Full Conversion" then Column BA (AMOUNT) and Column BB (TAXES) BOTH values will be convert based on selected Currency in (Column L). 2. If you choose "Partial Conversion" then Column BA (AMOUNT) only will be converted based on selected currency (Column L) and Column BB (TAXES) value (INR) will be added to the converted values.
Note on K203: gepadmin: 1. If you choose "Full Conversion" then Column BA (AMOUNT) and Column BB (TAXES) BOTH values will be convert based on selected Currency in (Column L). 2. If you choose "Partial Conversion" then Column BA (AMOUNT) only will be converted based on selected currency (Column L) and Column BB (TAXES) value (INR) will be added to the converted values.
Note on K204: gepadmin: 1. If you choose "Full Conversion" then Column BA (AMOUNT) and Column BB (TAXES) BOTH values will be convert based on selected Currency in (Column L). 2. If you choose "Partial Conversion" then Column BA (AMOUNT) only will be converted based on selected currency (Column L) and Column BB (TAXES) value (INR) will be added to the converted values.
Note on K205: gepadmin: 1. If you choose "Full Conversion" then Column BA (AMOUNT) and Column BB (TAXES) BOTH values will be convert based on selected Currency in (Column L). 2. If you choose "Partial Conversion" then Column BA (AMOUNT) only will be converted based on selected currency (Column L) and Column BB (TAXES) value (INR) will be added to the converted values.
Note on K206: gepadmin: 1. If you choose "Full Conversion" then Column BA (AMOUNT) and Column BB (TAXES) BOTH values will be convert based on selected Currency in (Column L). 2. If you choose "Partial Conversion" then Column BA (AMOUNT) only will be converted based on selected currency (Column L) and Column BB (TAXES) value (INR) will be added to the converted values.
Note on K207: gepadmin: 1. If you choose "Full Conversion" then Column BA (AMOUNT) and Column BB (TAXES) BOTH values will be convert based on selected Currency in (Column L). 2. If you choose "Partial Conversion" then Column BA (AMOUNT) only will be converted based on selected currency (Column L) and Column BB (TAXES) value (INR) will be added to the converted values.
Note on K208: gepadmin: 1. If you choose "Full Conversion" then Column BA (AMOUNT) and Column BB (TAXES) BOTH values will be convert based on selected Currency in (Column L). 2. If you choose "Partial Conversion" then Column BA (AMOUNT) only will be converted based on selected currency (Column L) and Column BB (TAXES) value (INR) will be added to the converted values.
Note on K209: gepadmin: 1. If you choose "Full Conversion" then Column BA (AMOUNT) and Column BB (TAXES) BOTH values will be convert based on selected Currency in (Column L). 2. If you choose "Partial Conversion" then Column BA (AMOUNT) only will be converted based on selected currency (Column L) and Column BB (TAXES) value (INR) will be added to the converted values.
Note on K210: gepadmin: 1. If you choose "Full Conversion" then Column BA (AMOUNT) and Column BB (TAXES) BOTH values will be convert based on selected Currency in (Column L). 2. If you choose "Partial Conversion" then Column BA (AMOUNT) only will be converted based on selected currency (Column L) and Column BB (TAXES) value (INR) will be added to the converted values.
Note on K211: gepadmin: 1. If you choose "Full Conversion" then Column BA (AMOUNT) and Column BB (TAXES) BOTH values will be convert based on selected Currency in (Column L). 2. If you choose "Partial Conversion" then Column BA (AMOUNT) only will be converted based on selected currency (Column L) and Column BB (TAXES) value (INR) will be added to the converted values.
Note on K212: gepadmin: 1. If you choose "Full Conversion" then Column BA (AMOUNT) and Column BB (TAXES) BOTH values will be convert based on selected Currency in (Column L). 2. If you choose "Partial Conversion" then Column BA (AMOUNT) only will be converted based on selected currency (Column L) and Column BB (TAXES) value (INR) will be added to the converted values.
Note on K213: gepadmin: 1. If you choose "Full Conversion" then Column BA (AMOUNT) and Column BB (TAXES) BOTH values will be convert based on selected Currency in (Column L). 2. If you choose "Partial Conversion" then Column BA (AMOUNT) only will be converted based on selected currency (Column L) and Column BB (TAXES) value (INR) will be added to the converted values.
Note on K214: gepadmin: 1. If you choose "Full Conversion" then Column BA (AMOUNT) and Column BB (TAXES) BOTH values will be convert based on selected Currency in (Column L). 2. If you choose "Partial Conversion" then Column BA (AMOUNT) only will be converted based on selected currency (Column L) and Column BB (TAXES) value (INR) will be added to the converted values.
Note on K215: gepadmin: 1. If you choose "Full Conversion" then Column BA (AMOUNT) and Column BB (TAXES) BOTH values will be convert based on selected Currency in (Column L). 2. If you choose "Partial Conversion" then Column BA (AMOUNT) only will be converted based on selected currency (Column L) and Column BB (TAXES) value (INR) will be added to the converted values.
Note on K216: gepadmin: 1. If you choose "Full Conversion" then Column BA (AMOUNT) and Column BB (TAXES) BOTH values will be convert based on selected Currency in (Column L). 2. If you choose "Partial Conversion" then Column BA (AMOUNT) only will be converted based on selected currency (Column L) and Column BB (TAXES) value (INR) will be added to the converted values.
Note on K217: gepadmin: 1. If you choose "Full Conversion" then Column BA (AMOUNT) and Column BB (TAXES) BOTH values will be convert based on selected Currency in (Column L). 2. If you choose "Partial Conversion" then Column BA (AMOUNT) only will be converted based on selected currency (Column L) and Column BB (TAXES) value (INR) will be added to the converted values.
Note on K218: gepadmin: 1. If you choose "Full Conversion" then Column BA (AMOUNT) and Column BB (TAXES) BOTH values will be convert based on selected Currency in (Column L). 2. If you choose "Partial Conversion" then Column BA (AMOUNT) only will be converted based on selected currency (Column L) and Column BB (TAXES) value (INR) will be added to the converted values.
Note on K219: gepadmin: 1. If you choose "Full Conversion" then Column BA (AMOUNT) and Column BB (TAXES) BOTH values will be convert based on selected Currency in (Column L). 2. If you choose "Partial Conversion" then Column BA (AMOUNT) only will be converted based on selected currency (Column L) and Column BB (TAXES) value (INR) will be added to the converted values.
Note on K220: gepadmin: 1. If you choose "Full Conversion" then Column BA (AMOUNT) and Column BB (TAXES) BOTH values will be convert based on selected Currency in (Column L). 2. If you choose "Partial Conversion" then Column BA (AMOUNT) only will be converted based on selected currency (Column L) and Column BB (TAXES) value (INR) will be added to the converted values.
Note on K221: gepadmin: 1. If you choose "Full Conversion" then Column BA (AMOUNT) and Column BB (TAXES) BOTH values will be convert based on selected Currency in (Column L). 2. If you choose "Partial Conversion" then Column BA (AMOUNT) only will be converted based on selected currency (Column L) and Column BB (TAXES) value (INR) will be added to the converted values.
Note on K222: gepadmin: 1. If you choose "Full Conversion" then Column BA (AMOUNT) and Column BB (TAXES) BOTH values will be convert based on selected Currency in (Column L). 2. If you choose "Partial Conversion" then Column BA (AMOUNT) only will be converted based on selected currency (Column L) and Column BB (TAXES) value (INR) will be added to the converted values.
Note on K223: gepadmin: 1. If you choose "Full Conversion" then Column BA (AMOUNT) and Column BB (TAXES) BOTH values will be convert based on selected Currency in (Column L). 2. If you choose "Partial Conversion" then Column BA (AMOUNT) only will be converted based on selected currency (Column L) and Column BB (TAXES) value (INR) will be added to the converted values.
Note on K224: gepadmin: 1. If you choose "Full Conversion" then Column BA (AMOUNT) and Column BB (TAXES) BOTH values will be convert based on selected Currency in (Column L). 2. If you choose "Partial Conversion" then Column BA (AMOUNT) only will be converted based on selected currency (Column L) and Column BB (TAXES) value (INR) will be added to the converted values.
Note on K225: gepadmin: 1. If you choose "Full Conversion" then Column BA (AMOUNT) and Column BB (TAXES) BOTH values will be convert based on selected Currency in (Column L). 2. If you choose "Partial Conversion" then Column BA (AMOUNT) only will be converted based on selected currency (Column L) and Column BB (TAXES) value (INR) will be added to the converted values.
Note on K226: gepadmin: 1. If you choose "Full Conversion" then Column BA (AMOUNT) and Column BB (TAXES) BOTH values will be convert based on selected Currency in (Column L). 2. If you choose "Partial Conversion" then Column BA (AMOUNT) only will be converted based on selected currency (Column L) and Column BB (TAXES) value (INR) will be added to the converted values.
Note on K227: gepadmin: 1. If you choose "Full Conversion" then Column BA (AMOUNT) and Column BB (TAXES) BOTH values will be convert based on selected Currency in (Column L). 2. If you choose "Partial Conversion" then Column BA (AMOUNT) only will be converted based on selected currency (Column L) and Column BB (TAXES) value (INR) will be added to the converted values.
Note on K228: gepadmin: 1. If you choose "Full Conversion" then Column BA (AMOUNT) and Column BB (TAXES) BOTH values will be convert based on selected Currency in (Column L). 2. If you choose "Partial Conversion" then Column BA (AMOUNT) only will be converted based on selected currency (Column L) and Column BB (TAXES) value (INR) will be added to the converted values.
Note on K229: gepadmin: 1. If you choose "Full Conversion" then Column BA (AMOUNT) and Column BB (TAXES) BOTH values will be convert based on selected Currency in (Column L). 2. If you choose "Partial Conversion" then Column BA (AMOUNT) only will be converted based on selected currency (Column L) and Column BB (TAXES) value (INR) will be added to the converted values.
Note on K230: gepadmin: 1. If you choose "Full Conversion" then Column BA (AMOUNT) and Column BB (TAXES) BOTH values will be convert based on selected Currency in (Column L). 2. If you choose "Partial Conversion" then Column BA (AMOUNT) only will be converted based on selected currency (Column L) and Column BB (TAXES) value (INR) will be added to the converted values.
Note on K231: gepadmin: 1. If you choose "Full Conversion" then Column BA (AMOUNT) and Column BB (TAXES) BOTH values will be convert based on selected Currency in (Column L). 2. If you choose "Partial Conversion" then Column BA (AMOUNT) only will be converted based on selected currency (Column L) and Column BB (TAXES) value (INR) will be added to the converted values.
Note on K232: gepadmin: 1. If you choose "Full Conversion" then Column BA (AMOUNT) and Column BB (TAXES) BOTH values will be convert based on selected Currency in (Column L). 2. If you choose "Partial Conversion" then Column BA (AMOUNT) only will be converted based on selected currency (Column L) and Column BB (TAXES) value (INR) will be added to the converted values.
Note on K233: gepadmin: 1. If you choose "Full Conversion" then Column BA (AMOUNT) and Column BB (TAXES) BOTH values will be convert based on selected Currency in (Column L). 2. If you choose "Partial Conversion" then Column BA (AMOUNT) only will be converted based on selected currency (Column L) and Column BB (TAXES) value (INR) will be added to the converted values.
Note on K234: gepadmin: 1. If you choose "Full Conversion" then Column BA (AMOUNT) and Column BB (TAXES) BOTH values will be convert based on selected Currency in (Column L). 2. If you choose "Partial Conversion" then Column BA (AMOUNT) only will be converted based on selected currency (Column L) and Column BB (TAXES) value (INR) will be added to the converted values.
Note on K235: gepadmin: 1. If you choose "Full Conversion" then Column BA (AMOUNT) and Column BB (TAXES) BOTH values will be convert based on selected Currency in (Column L). 2. If you choose "Partial Conversion" then Column BA (AMOUNT) only will be converted based on selected currency (Column L) and Column BB (TAXES) value (INR) will be added to the converted values.
Note on K236: gepadmin: 1. If you choose "Full Conversion" then Column BA (AMOUNT) and Column BB (TAXES) BOTH values will be convert based on selected Currency in (Column L). 2. If you choose "Partial Conversion" then Column BA (AMOUNT) only will be converted based on selected currency (Column L) and Column BB (TAXES) value (INR) will be added to the converted values.
Note on K237: gepadmin: 1. If you choose "Full Conversion" then Column BA (AMOUNT) and Column BB (TAXES) BOTH values will be convert based on selected Currency in (Column L). 2. If you choose "Partial Conversion" then Column BA (AMOUNT) only will be converted based on selected currency (Column L) and Column BB (TAXES) value (INR) will be added to the converted values.
Note on K238: gepadmin: 1. If you choose "Full Conversion" then Column BA (AMOUNT) and Column BB (TAXES) BOTH values will be convert based on selected Currency in (Column L). 2. If you choose "Partial Conversion" then Column BA (AMOUNT) only will be converted based on selected currency (Column L) and Column BB (TAXES) value (INR) will be added to the converted values.
Note on K239: gepadmin: 1. If you choose "Full Conversion" then Column BA (AMOUNT) and Column BB (TAXES) BOTH values will be convert based on selected Currency in (Column L). 2. If you choose "Partial Conversion" then Column BA (AMOUNT) only will be converted based on selected currency (Column L) and Column BB (TAXES) value (INR) will be added to the converted values.
Note on K240: gepadmin: 1. If you choose "Full Conversion" then Column BA (AMOUNT) and Column BB (TAXES) BOTH values will be convert based on selected Currency in (Column L). 2. If you choose "Partial Conversion" then Column BA (AMOUNT) only will be converted based on selected currency (Column L) and Column BB (TAXES) value (INR) will be added to the converted values.
Note on K241: gepadmin: 1. If you choose "Full Conversion" then Column BA (AMOUNT) and Column BB (TAXES) BOTH values will be convert based on selected Currency in (Column L). 2. If you choose "Partial Conversion" then Column BA (AMOUNT) only will be converted based on selected currency (Column L) and Column BB (TAXES) value (INR) will be added to the converted values.
Note on K242: gepadmin: 1. If you choose "Full Conversion" then Column BA (AMOUNT) and Column BB (TAXES) BOTH values will be convert based on selected Currency in (Column L). 2. If you choose "Partial Conversion" then Column BA (AMOUNT) only will be converted based on selected currency (Column L) and Column BB (TAXES) value (INR) will be added to the converted values.
Note on K243: gepadmin: 1. If you choose "Full Conversion" then Column BA (AMOUNT) and Column BB (TAXES) BOTH values will be convert based on selected Currency in (Column L). 2. If you choose "Partial Conversion" then Column BA (AMOUNT) only will be converted based on selected currency (Column L) and Column BB (TAXES) value (INR) will be added to the converted values.
Note on K244: gepadmin: 1. If you choose "Full Conversion" then Column BA (AMOUNT) and Column BB (TAXES) BOTH values will be convert based on selected Currency in (Column L). 2. If you choose "Partial Conversion" then Column BA (AMOUNT) only will be converted based on selected currency (Column L) and Column BB (TAXES) value (INR) will be added to the converted values.
Note on K245: gepadmin: 1. If you choose "Full Conversion" then Column BA (AMOUNT) and Column BB (TAXES) BOTH values will be convert based on selected Currency in (Column L). 2. If you choose "Partial Conversion" then Column BA (AMOUNT) only will be converted based on selected currency (Column L) and Column BB (TAXES) value (INR) will be added to the converted values.
Note on K246: gepadmin: 1. If you choose "Full Conversion" then Column BA (AMOUNT) and Column BB (TAXES) BOTH values will be convert based on selected Currency in (Column L). 2. If you choose "Partial Conversion" then Column BA (AMOUNT) only will be converted based on selected currency (Column L) and Column BB (TAXES) value (INR) will be added to the converted values.
Note on K247: gepadmin: 1. If you choose "Full Conversion" then Column BA (AMOUNT) and Column BB (TAXES) BOTH values will be convert based on selected Currency in (Column L). 2. If you choose "Partial Conversion" then Column BA (AMOUNT) only will be converted based on selected currency (Column L) and Column BB (TAXES) value (INR) will be added to the converted values.
Note on K248: gepadmin: 1. If you choose "Full Conversion" then Column BA (AMOUNT) and Column BB (TAXES) BOTH values will be convert based on selected Currency in (Column L). 2. If you choose "Partial Conversion" then Column BA (AMOUNT) only will be converted based on selected currency (Column L) and Column BB (TAXES) value (INR) will be added to the converted values.
Note on K249: gepadmin: 1. If you choose "Full Conversion" then Column BA (AMOUNT) and Column BB (TAXES) BOTH values will be convert based on selected Currency in (Column L). 2. If you choose "Partial Conversion" then Column BA (AMOUNT) only will be converted based on selected currency (Column L) and Column BB (TAXES) value (INR) will be added to the converted values.
Note on K250: gepadmin: 1. If you choose "Full Conversion" then Column BA (AMOUNT) and Column BB (TAXES) BOTH values will be convert based on selected Currency in (Column L). 2. If you choose "Partial Conversion" then Column BA (AMOUNT) only will be converted based on selected currency (Column L) and Column BB (TAXES) value (INR) will be added to the converted values.
Note on K251: gepadmin: 1. If you choose "Full Conversion" then Column BA (AMOUNT) and Column BB (TAXES) BOTH values will be convert based on selected Currency in (Column L). 2. If you choose "Partial Conversion" then Column BA (AMOUNT) only will be converted based on selected currency (Column L) and Column BB (TAXES) value (INR) will be added to the converted values.
Note on K252: gepadmin: 1. If you choose "Full Conversion" then Column BA (AMOUNT) and Column BB (TAXES) BOTH values will be convert based on selected Currency in (Column L). 2. If you choose "Partial Conversion" then Column BA (AMOUNT) only will be converted based on selected currency (Column L) and Column BB (TAXES) value (INR) will be added to the converted values.
Note on K253: gepadmin: 1. If you choose "Full Conversion" then Column BA (AMOUNT) and Column BB (TAXES) BOTH values will be convert based on selected Currency in (Column L). 2. If you choose "Partial Conversion" then Column BA (AMOUNT) only will be converted based on selected currency (Column L) and Column BB (TAXES) value (INR) will be added to the converted values.
Note on K254: gepadmin: 1. If you choose "Full Conversion" then Column BA (AMOUNT) and Column BB (TAXES) BOTH values will be convert based on selected Currency in (Column L). 2. If you choose "Partial Conversion" then Column BA (AMOUNT) only will be converted based on selected currency (Column L) and Column BB (TAXES) value (INR) will be added to the converted values.
Note on K255: gepadmin: 1. If you choose "Full Conversion" then Column BA (AMOUNT) and Column BB (TAXES) BOTH values will be convert based on selected Currency in (Column L). 2. If you choose "Partial Conversion" then Column BA (AMOUNT) only will be converted based on selected currency (Column L) and Column BB (TAXES) value (INR) will be added to the converted values.
Note on K256: gepadmin: 1. If you choose "Full Conversion" then Column BA (AMOUNT) and Column BB (TAXES) BOTH values will be convert based on selected Currency in (Column L). 2. If you choose "Partial Conversion" then Column BA (AMOUNT) only will be converted based on selected currency (Column L) and Column BB (TAXES) value (INR) will be added to the converted values.
Note on K257: gepadmin: 1. If you choose "Full Conversion" then Column BA (AMOUNT) and Column BB (TAXES) BOTH values will be convert based on selected Currency in (Column L). 2. If you choose "Partial Conversion" then Column BA (AMOUNT) only will be converted based on selected currency (Column L) and Column BB (TAXES) value (INR) will be added to the converted values.
Note on K258: gepadmin: 1. If you choose "Full Conversion" then Column BA (AMOUNT) and Column BB (TAXES) BOTH values will be convert based on selected Currency in (Column L). 2. If you choose "Partial Conversion" then Column BA (AMOUNT) only will be converted based on selected currency (Column L) and Column BB (TAXES) value (INR) will be added to the converted values.
Note on K259: gepadmin: 1. If you choose "Full Conversion" then Column BA (AMOUNT) and Column BB (TAXES) BOTH values will be convert based on selected Currency in (Column L). 2. If you choose "Partial Conversion" then Column BA (AMOUNT) only will be converted based on selected currency (Column L) and Column BB (TAXES) value (INR) will be added to the converted values.
Note on K260: gepadmin: 1. If you choose "Full Conversion" then Column BA (AMOUNT) and Column BB (TAXES) BOTH values will be convert based on selected Currency in (Column L). 2. If you choose "Partial Conversion" then Column BA (AMOUNT) only will be converted based on selected currency (Column L) and Column BB (TAXES) value (INR) will be added to the converted values.
Note on K261: gepadmin: 1. If you choose "Full Conversion" then Column BA (AMOUNT) and Column BB (TAXES) BOTH values will be convert based on selected Currency in (Column L). 2. If you choose "Partial Conversion" then Column BA (AMOUNT) only will be converted based on selected currency (Column L) and Column BB (TAXES) value (INR) will be added to the converted values.
Note on K262: gepadmin: 1. If you choose "Full Conversion" then Column BA (AMOUNT) and Column BB (TAXES) BOTH values will be convert based on selected Currency in (Column L). 2. If you choose "Partial Conversion" then Column BA (AMOUNT) only will be converted based on selected currency (Column L) and Column BB (TAXES) value (INR) will be added to the converted values.
Note on K263: gepadmin: 1. If you choose "Full Conversion" then Column BA (AMOUNT) and Column BB (TAXES) BOTH values will be convert based on selected Currency in (Column L). 2. If you choose "Partial Conversion" then Column BA (AMOUNT) only will be converted based on selected currency (Column L) and Column BB (TAXES) value (INR) will be added to the converted values.
Note on K264: gepadmin: 1. If you choose "Full Conversion" then Column BA (AMOUNT) and Column BB (TAXES) BOTH values will be convert based on selected Currency in (Column L). 2. If you choose "Partial Conversion" then Column BA (AMOUNT) only will be converted based on selected currency (Column L) and Column BB (TAXES) value (INR) will be added to the converted values.
Note on K265: gepadmin: 1. If you choose "Full Conversion" then Column BA (AMOUNT) and Column BB (TAXES) BOTH values will be convert based on selected Currency in (Column L). 2. If you choose "Partial Conversion" then Column BA (AMOUNT) only will be converted based on selected currency (Column L) and Column BB (TAXES) value (INR) will be added to the converted values.
Note on K266: gepadmin: 1. If you choose "Full Conversion" then Column BA (AMOUNT) and Column BB (TAXES) BOTH values will be convert based on selected Currency in (Column L). 2. If you choose "Partial Conversion" then Column BA (AMOUNT) only will be converted based on selected currency (Column L) and Column BB (TAXES) value (INR) will be added to the converted values.
Note on K267: gepadmin: 1. If you choose "Full Conversion" then Column BA (AMOUNT) and Column BB (TAXES) BOTH values will be convert based on selected Currency in (Column L). 2. If you choose "Partial Conversion" then Column BA (AMOUNT) only will be converted based on selected currency (Column L) and Column BB (TAXES) value (INR) will be added to the converted values.
Note on K268: gepadmin: 1. If you choose "Full Conversion" then Column BA (AMOUNT) and Column BB (TAXES) BOTH values will be convert based on selected Currency in (Column L). 2. If you choose "Partial Conversion" then Column BA (AMOUNT) only will be converted based on selected currency (Column L) and Column BB (TAXES) value (INR) will be added to the converted values.
Note on K269: gepadmin: 1. If you choose "Full Conversion" then Column BA (AMOUNT) and Column BB (TAXES) BOTH values will be convert based on selected Currency in (Column L). 2. If you choose "Partial Conversion" then Column BA (AMOUNT) only will be converted based on selected currency (Column L) and Column BB (TAXES) value (INR) will be added to the converted values.
Note on K270: gepadmin: 1. If you choose "Full Conversion" then Column BA (AMOUNT) and Column BB (TAXES) BOTH values will be convert based on selected Currency in (Column L). 2. If you choose "Partial Conversion" then Column BA (AMOUNT) only will be converted based on selected currency (Column L) and Column BB (TAXES) value (INR) will be added to the converted values.
Note on K271: gepadmin: 1. If you choose "Full Conversion" then Column BA (AMOUNT) and Column BB (TAXES) BOTH values will be convert based on selected Currency in (Column L). 2. If you choose "Partial Conversion" then Column BA (AMOUNT) only will be converted based on selected currency (Column L) and Column BB (TAXES) value (INR) will be added to the converted values.
Note on K272: gepadmin: 1. If you choose "Full Conversion" then Column BA (AMOUNT) and Column BB (TAXES) BOTH values will be convert based on selected Currency in (Column L). 2. If you choose "Partial Conversion" then Column BA (AMOUNT) only will be converted based on selected currency (Column L) and Column BB (TAXES) value (INR) will be added to the converted values.
Note on K273: gepadmin: 1. If you choose "Full Conversion" then Column BA (AMOUNT) and Column BB (TAXES) BOTH values will be convert based on selected Currency in (Column L). 2. If you choose "Partial Conversion" then Column BA (AMOUNT) only will be converted based on selected currency (Column L) and Column BB (TAXES) value (INR) will be added to the converted values.
Note on K274: gepadmin: 1. If you choose "Full Conversion" then Column BA (AMOUNT) and Column BB (TAXES) BOTH values will be convert based on selected Currency in (Column L). 2. If you choose "Partial Conversion" then Column BA (AMOUNT) only will be converted based on selected currency (Column L) and Column BB (TAXES) value (INR) will be added to the converted values.
Note on K275: gepadmin: 1. If you choose "Full Conversion" then Column BA (AMOUNT) and Column BB (TAXES) BOTH values will be convert based on selected Currency in (Column L). 2. If you choose "Partial Conversion" then Column BA (AMOUNT) only will be converted based on selected currency (Column L) and Column BB (TAXES) value (INR) will be added to the converted values.
Note on K276: gepadmin: 1. If you choose "Full Conversion" then Column BA (AMOUNT) and Column BB (TAXES) BOTH values will be convert based on selected Currency in (Column L). 2. If you choose "Partial Conversion" then Column BA (AMOUNT) only will be converted based on selected currency (Column L) and Column BB (TAXES) value (INR) will be added to the converted values.
Note on K277: gepadmin: 1. If you choose "Full Conversion" then Column BA (AMOUNT) and Column BB (TAXES) BOTH values will be convert based on selected Currency in (Column L). 2. If you choose "Partial Conversion" then Column BA (AMOUNT) only will be converted based on selected currency (Column L) and Column BB (TAXES) value (INR) will be added to the converted values.
Note on K278: gepadmin: 1. If you choose "Full Conversion" then Column BA (AMOUNT) and Column BB (TAXES) BOTH values will be convert based on selected Currency in (Column L). 2. If you choose "Partial Conversion" then Column BA (AMOUNT) only will be converted based on selected currency (Column L) and Column BB (TAXES) value (INR) will be added to the converted values.
Note on K279: gepadmin: 1. If you choose "Full Conversion" then Column BA (AMOUNT) and Column BB (TAXES) BOTH values will be convert based on selected Currency in (Column L). 2. If you choose "Partial Conversion" then Column BA (AMOUNT) only will be converted based on selected currency (Column L) and Column BB (TAXES) value (INR) will be added to the converted values.
Note on K280: gepadmin: 1. If you choose "Full Conversion" then Column BA (AMOUNT) and Column BB (TAXES) BOTH values will be convert based on selected Currency in (Column L). 2. If you choose "Partial Conversion" then Column BA (AMOUNT) only will be converted based on selected currency (Column L) and Column BB (TAXES) value (INR) will be added to the converted values.
Note on K281: gepadmin: 1. If you choose "Full Conversion" then Column BA (AMOUNT) and Column BB (TAXES) BOTH values will be convert based on selected Currency in (Column L). 2. If you choose "Partial Conversion" then Column BA (AMOUNT) only will be converted based on selected currency (Column L) and Column BB (TAXES) value (INR) will be added to the converted values.
Note on K282: gepadmin: 1. If you choose "Full Conversion" then Column BA (AMOUNT) and Column BB (TAXES) BOTH values will be convert based on selected Currency in (Column L). 2. If you choose "Partial Conversion" then Column BA (AMOUNT) only will be converted based on selected currency (Column L) and Column BB (TAXES) value (INR) will be added to the converted values.
Note on K283: gepadmin: 1. If you choose "Full Conversion" then Column BA (AMOUNT) and Column BB (TAXES) BOTH values will be convert based on selected Currency in (Column L). 2. If you choose "Partial Conversion" then Column BA (AMOUNT) only will be converted based on selected currency (Column L) and Column BB (TAXES) value (INR) will be added to the converted values.
Note on K284: gepadmin: 1. If you choose "Full Conversion" then Column BA (AMOUNT) and Column BB (TAXES) BOTH values will be convert based on selected Currency in (Column L). 2. If you choose "Partial Conversion" then Column BA (AMOUNT) only will be converted based on selected currency (Column L) and Column BB (TAXES) value (INR) will be added to the converted values.
Note on K285: gepadmin: 1. If you choose "Full Conversion" then Column BA (AMOUNT) and Column BB (TAXES) BOTH values will be convert based on selected Currency in (Column L). 2. If you choose "Partial Conversion" then Column BA (AMOUNT) only will be converted based on selected currency (Column L) and Column BB (TAXES) value (INR) will be added to the converted values.
Note on K286: gepadmin: 1. If you choose "Full Conversion" then Column BA (AMOUNT) and Column BB (TAXES) BOTH values will be convert based on selected Currency in (Column L). 2. If you choose "Partial Conversion" then Column BA (AMOUNT) only will be converted based on selected currency (Column L) and Column BB (TAXES) value (INR) will be added to the converted values.
Note on K287: gepadmin: 1. If you choose "Full Conversion" then Column BA (AMOUNT) and Column BB (TAXES) BOTH values will be convert based on selected Currency in (Column L). 2. If you choose "Partial Conversion" then Column BA (AMOUNT) only will be converted based on selected currency (Column L) and Column BB (TAXES) value (INR) will be added to the converted values.
Note on K288: gepadmin: 1. If you choose "Full Conversion" then Column BA (AMOUNT) and Column BB (TAXES) BOTH values will be convert based on selected Currency in (Column L). 2. If you choose "Partial Conversion" then Column BA (AMOUNT) only will be converted based on selected currency (Column L) and Column BB (TAXES) value (INR) will be added to the converted values.
Note on K289: gepadmin: 1. If you choose "Full Conversion" then Column BA (AMOUNT) and Column BB (TAXES) BOTH values will be convert based on selected Currency in (Column L). 2. If you choose "Partial Conversion" then Column BA (AMOUNT) only will be converted based on selected currency (Column L) and Column BB (TAXES) value (INR) will be added to the converted values.
Note on K290: gepadmin: 1. If you choose "Full Conversion" then Column BA (AMOUNT) and Column BB (TAXES) BOTH values will be convert based on selected Currency in (Column L). 2. If you choose "Partial Conversion" then Column BA (AMOUNT) only will be converted based on selected currency (Column L) and Column BB (TAXES) value (INR) will be added to the converted values.
Note on K291: gepadmin: 1. If you choose "Full Conversion" then Column BA (AMOUNT) and Column BB (TAXES) BOTH values will be convert based on selected Currency in (Column L). 2. If you choose "Partial Conversion" then Column BA (AMOUNT) only will be converted based on selected currency (Column L) and Column BB (TAXES) value (INR) will be added to the converted values.
Note on K292: gepadmin: 1. If you choose "Full Conversion" then Column BA (AMOUNT) and Column BB (TAXES) BOTH values will be convert based on selected Currency in (Column L). 2. If you choose "Partial Conversion" then Column BA (AMOUNT) only will be converted based on selected currency (Column L) and Column BB (TAXES) value (INR) will be added to the converted values.
Note on K293: gepadmin: 1. If you choose "Full Conversion" then Column BA (AMOUNT) and Column BB (TAXES) BOTH values will be convert based on selected Currency in (Column L). 2. If you choose "Partial Conversion" then Column BA (AMOUNT) only will be converted based on selected currency (Column L) and Column BB (TAXES) value (INR) will be added to the converted values.
Note on K294: gepadmin: 1. If you choose "Full Conversion" then Column BA (AMOUNT) and Column BB (TAXES) BOTH values will be convert based on selected Currency in (Column L). 2. If you choose "Partial Conversion" then Column BA (AMOUNT) only will be converted based on selected currency (Column L) and Column BB (TAXES) value (INR) will be added to the converted values.
Note on K295: gepadmin: 1. If you choose "Full Conversion" then Column BA (AMOUNT) and Column BB (TAXES) BOTH values will be convert based on selected Currency in (Column L). 2. If you choose "Partial Conversion" then Column BA (AMOUNT) only will be converted based on selected currency (Column L) and Column BB (TAXES) value (INR) will be added to the converted values.
Note on K296: gepadmin: 1. If you choose "Full Conversion" then Column BA (AMOUNT) and Column BB (TAXES) BOTH values will be convert based on selected Currency in (Column L). 2. If you choose "Partial Conversion" then Column BA (AMOUNT) only will be converted based on selected currency (Column L) and Column BB (TAXES) value (INR) will be added to the converted values.
Note on K297: gepadmin: 1. If you choose "Full Conversion" then Column BA (AMOUNT) and Column BB (TAXES) BOTH values will be convert based on selected Currency in (Column L). 2. If you choose "Partial Conversion" then Column BA (AMOUNT) only will be converted based on selected currency (Column L) and Column BB (TAXES) value (INR) will be added to the converted values.
Note on K298: gepadmin: 1. If you choose "Full Conversion" then Column BA (AMOUNT) and Column BB (TAXES) BOTH values will be convert based on selected Currency in (Column L). 2. If you choose "Partial Conversion" then Column BA (AMOUNT) only will be converted based on selected currency (Column L) and Column BB (TAXES) value (INR) will be added to the converted values.
Note on K299: gepadmin: 1. If you choose "Full Conversion" then Column BA (AMOUNT) and Column BB (TAXES) BOTH values will be convert based on selected Currency in (Column L). 2. If you choose "Partial Conversion" then Column BA (AMOUNT) only will be converted based on selected currency (Column L) and Column BB (TAXES) value (INR) will be added to the converted values.
Note on K300: gepadmin: 1. If you choose "Full Conversion" then Column BA (AMOUNT) and Column BB (TAXES) BOTH values will be convert based on selected Currency in (Column L). 2. If you choose "Partial Conversion" then Column BA (AMOUNT) only will be converted based on selected currency (Column L) and Column BB (TAXES) value (INR) will be added to the converted values.
Note on K301: gepadmin: 1. If you choose "Full Conversion" then Column BA (AMOUNT) and Column BB (TAXES) BOTH values will be convert based on selected Currency in (Column L). 2. If you choose "Partial Conversion" then Column BA (AMOUNT) only will be converted based on selected currency (Column L) and Column BB (TAXES) value (INR) will be added to the converted values.
Note on K302: gepadmin: 1. If you choose "Full Conversion" then Column BA (AMOUNT) and Column BB (TAXES) BOTH values will be convert based on selected Currency in (Column L). 2. If you choose "Partial Conversion" then Column BA (AMOUNT) only will be converted based on selected currency (Column L) and Column BB (TAXES) value (INR) will be added to the converted values.
Note on K303: gepadmin: 1. If you choose "Full Conversion" then Column BA (AMOUNT) and Column BB (TAXES) BOTH values will be convert based on selected Currency in (Column L). 2. If you choose "Partial Conversion" then Column BA (AMOUNT) only will be converted based on selected currency (Column L) and Column BB (TAXES) value (INR) will be added to the converted values.
Note on K304: gepadmin: 1. If you choose "Full Conversion" then Column BA (AMOUNT) and Column BB (TAXES) BOTH values will be convert based on selected Currency in (Column L). 2. If you choose "Partial Conversion" then Column BA (AMOUNT) only will be converted based on selected currency (Column L) and Column BB (TAXES) value (INR) will be added to the converted values.
Note on K305: gepadmin: 1. If you choose "Full Conversion" then Column BA (AMOUNT) and Column BB (TAXES) BOTH values will be convert based on selected Currency in (Column L). 2. If you choose "Partial Conversion" then Column BA (AMOUNT) only will be converted based on selected currency (Column L) and Column BB (TAXES) value (INR) will be added to the converted values.
Note on K306: gepadmin: 1. If you choose "Full Conversion" then Column BA (AMOUNT) and Column BB (TAXES) BOTH values will be convert based on selected Currency in (Column L). 2. If you choose "Partial Conversion" then Column BA (AMOUNT) only will be converted based on selected currency (Column L) and Column BB (TAXES) value (INR) will be added to the converted values.
Note on K307: gepadmin: 1. If you choose "Full Conversion" then Column BA (AMOUNT) and Column BB (TAXES) BOTH values will be convert based on selected Currency in (Column L). 2. If you choose "Partial Conversion" then Column BA (AMOUNT) only will be converted based on selected currency (Column L) and Column BB (TAXES) value (INR) will be added to the converted values.
Note on K308: gepadmin: 1. If you choose "Full Conversion" then Column BA (AMOUNT) and Column BB (TAXES) BOTH values will be convert based on selected Currency in (Column L). 2. If you choose "Partial Conversion" then Column BA (AMOUNT) only will be converted based on selected currency (Column L) and Column BB (TAXES) value (INR) will be added to the converted values.
Note on K309: gepadmin: 1. If you choose "Full Conversion" then Column BA (AMOUNT) and Column BB (TAXES) BOTH values will be convert based on selected Currency in (Column L). 2. If you choose "Partial Conversion" then Column BA (AMOUNT) only will be converted based on selected currency (Column L) and Column BB (TAXES) value (INR) will be added to the converted values.
Note on K310: gepadmin: 1. If you choose "Full Conversion" then Column BA (AMOUNT) and Column BB (TAXES) BOTH values will be convert based on selected Currency in (Column L). 2. If you choose "Partial Conversion" then Column BA (AMOUNT) only will be converted based on selected currency (Column L) and Column BB (TAXES) value (INR) will be added to the converted values.
Note on K311: gepadmin: 1. If you choose "Full Conversion" then Column BA (AMOUNT) and Column BB (TAXES) BOTH values will be convert based on selected Currency in (Column L). 2. If you choose "Partial Conversion" then Column BA (AMOUNT) only will be converted based on selected currency (Column L) and Column BB (TAXES) value (INR) will be added to the converted values.
Note on K312: gepadmin: 1. If you choose "Full Conversion" then Column BA (AMOUNT) and Column BB (TAXES) BOTH values will be convert based on selected Currency in (Column L). 2. If you choose "Partial Conversion" then Column BA (AMOUNT) only will be converted based on selected currency (Column L) and Column BB (TAXES) value (INR) will be added to the converted values.
Note on K313: gepadmin: 1. If you choose "Full Conversion" then Column BA (AMOUNT) and Column BB (TAXES) BOTH values will be convert based on selected Currency in (Column L). 2. If you choose "Partial Conversion" then Column BA (AMOUNT) only will be converted based on selected currency (Column L) and Column BB (TAXES) value (INR) will be added to the converted values.
Note on K314: gepadmin: 1. If you choose "Full Conversion" then Column BA (AMOUNT) and Column BB (TAXES) BOTH values will be convert based on selected Currency in (Column L). 2. If you choose "Partial Conversion" then Column BA (AMOUNT) only will be converted based on selected currency (Column L) and Column BB (TAXES) value (INR) will be added to the converted values.
Note on K315: gepadmin: 1. If you choose "Full Conversion" then Column BA (AMOUNT) and Column BB (TAXES) BOTH values will be convert based on selected Currency in (Column L). 2. If you choose "Partial Conversion" then Column BA (AMOUNT) only will be converted based on selected currency (Column L) and Column BB (TAXES) value (INR) will be added to the converted values.
Note on K316: gepadmin: 1. If you choose "Full Conversion" then Column BA (AMOUNT) and Column BB (TAXES) BOTH values will be convert based on selected Currency in (Column L). 2. If you choose "Partial Conversion" then Column BA (AMOUNT) only will be converted based on selected currency (Column L) and Column BB (TAXES) value (INR) will be added to the converted values.
Note on K317: gepadmin: 1. If you choose "Full Conversion" then Column BA (AMOUNT) and Column BB (TAXES) BOTH values will be convert based on selected Currency in (Column L). 2. If you choose "Partial Conversion" then Column BA (AMOUNT) only will be converted based on selected currency (Column L) and Column BB (TAXES) value (INR) will be added to the converted values.
Note on K318: gepadmin: 1. If you choose "Full Conversion" then Column BA (AMOUNT) and Column BB (TAXES) BOTH values will be convert based on selected Currency in (Column L). 2. If you choose "Partial Conversion" then Column BA (AMOUNT) only will be converted based on selected currency (Column L) and Column BB (TAXES) value (INR) will be added to the converted values.
Note on K319: gepadmin: 1. If you choose "Full Conversion" then Column BA (AMOUNT) and Column BB (TAXES) BOTH values will be convert based on selected Currency in (Column L). 2. If you choose "Partial Conversion" then Column BA (AMOUNT) only will be converted based on selected currency (Column L) and Column BB (TAXES) value (INR) will be added to the converted values.
Note on K320: gepadmin: 1. If you choose "Full Conversion" then Column BA (AMOUNT) and Column BB (TAXES) BOTH values will be convert based on selected Currency in (Column L). 2. If you choose "Partial Conversion" then Column BA (AMOUNT) only will be converted based on selected currency (Column L) and Column BB (TAXES) value (INR) will be added to the converted values.
Note on K321: gepadmin: 1. If you choose "Full Conversion" then Column BA (AMOUNT) and Column BB (TAXES) BOTH values will be convert based on selected Currency in (Column L). 2. If you choose "Partial Conversion" then Column BA (AMOUNT) only will be converted based on selected currency (Column L) and Column BB (TAXES) value (INR) will be added to the converted values.
Note on K322: gepadmin: 1. If you choose "Full Conversion" then Column BA (AMOUNT) and Column BB (TAXES) BOTH values will be convert based on selected Currency in (Column L). 2. If you choose "Partial Conversion" then Column BA (AMOUNT) only will be converted based on selected currency (Column L) and Column BB (TAXES) value (INR) will be added to the converted values.
Note on K323: gepadmin: 1. If you choose "Full Conversion" then Column BA (AMOUNT) and Column BB (TAXES) BOTH values will be convert based on selected Currency in (Column L). 2. If you choose "Partial Conversion" then Column BA (AMOUNT) only will be converted based on selected currency (Column L) and Column BB (TAXES) value (INR) will be added to the converted values.
Note on K324: gepadmin: 1. If you choose "Full Conversion" then Column BA (AMOUNT) and Column BB (TAXES) BOTH values will be convert based on selected Currency in (Column L). 2. If you choose "Partial Conversion" then Column BA (AMOUNT) only will be converted based on selected currency (Column L) and Column BB (TAXES) value (INR) will be added to the converted values.
Note on K325: gepadmin: 1. If you choose "Full Conversion" then Column BA (AMOUNT) and Column BB (TAXES) BOTH values will be convert based on selected Currency in (Column L). 2. If you choose "Partial Conversion" then Column BA (AMOUNT) only will be converted based on selected currency (Column L) and Column BB (TAXES) value (INR) will be added to the converted values.
Note on K326: gepadmin: 1. If you choose "Full Conversion" then Column BA (AMOUNT) and Column BB (TAXES) BOTH values will be convert based on selected Currency in (Column L). 2. If you choose "Partial Conversion" then Column BA (AMOUNT) only will be converted based on selected currency (Column L) and Column BB (TAXES) value (INR) will be added to the converted values.
Note on K327: gepadmin: 1. If you choose "Full Conversion" then Column BA (AMOUNT) and Column BB (TAXES) BOTH values will be convert based on selected Currency in (Column L). 2. If you choose "Partial Conversion" then Column BA (AMOUNT) only will be converted based on selected currency (Column L) and Column BB (TAXES) value (INR) will be added to the converted values.
Note on K328: gepadmin: 1. If you choose "Full Conversion" then Column BA (AMOUNT) and Column BB (TAXES) BOTH values will be convert based on selected Currency in (Column L). 2. If you choose "Partial Conversion" then Column BA (AMOUNT) only will be converted based on selected currency (Column L) and Column BB (TAXES) value (INR) will be added to the converted values.
Note on K329: gepadmin: 1. If you choose "Full Conversion" then Column BA (AMOUNT) and Column BB (TAXES) BOTH values will be convert based on selected Currency in (Column L). 2. If you choose "Partial Conversion" then Column BA (AMOUNT) only will be converted based on selected currency (Column L) and Column BB (TAXES) value (INR) will be added to the converted values.
Note on K330: gepadmin: 1. If you choose "Full Conversion" then Column BA (AMOUNT) and Column BB (TAXES) BOTH values will be convert based on selected Currency in (Column L). 2. If you choose "Partial Conversion" then Column BA (AMOUNT) only will be converted based on selected currency (Column L) and Column BB (TAXES) value (INR) will be added to the converted values.
Note on K331: gepadmin: 1. If you choose "Full Conversion" then Column BA (AMOUNT) and Column BB (TAXES) BOTH values will be convert based on selected Currency in (Column L). 2. If you choose "Partial Conversion" then Column BA (AMOUNT) only will be converted based on selected currency (Column L) and Column BB (TAXES) value (INR) will be added to the converted values.
Note on K332: gepadmin: 1. If you choose "Full Conversion" then Column BA (AMOUNT) and Column BB (TAXES) BOTH values will be convert based on selected Currency in (Column L). 2. If you choose "Partial Conversion" then Column BA (AMOUNT) only will be converted based on selected currency (Column L) and Column BB (TAXES) value (INR) will be added to the converted values.
Note on K333: gepadmin: 1. If you choose "Full Conversion" then Column BA (AMOUNT) and Column BB (TAXES) BOTH values will be convert based on selected Currency in (Column L). 2. If you choose "Partial Conversion" then Column BA (AMOUNT) only will be converted based on selected currency (Column L) and Column BB (TAXES) value (INR) will be added to the converted values.
Note on K334: gepadmin: 1. If you choose "Full Conversion" then Column BA (AMOUNT) and Column BB (TAXES) BOTH values will be convert based on selected Currency in (Column L). 2. If you choose "Partial Conversion" then Column BA (AMOUNT) only will be converted based on selected currency (Column L) and Column BB (TAXES) value (INR) will be added to the converted values.
Note on K335: gepadmin: 1. If you choose "Full Conversion" then Column BA (AMOUNT) and Column BB (TAXES) BOTH values will be convert based on selected Currency in (Column L). 2. If you choose "Partial Conversion" then Column BA (AMOUNT) only will be converted based on selected currency (Column L) and Column BB (TAXES) value (INR) will be added to the converted values.
Note on K336: gepadmin: 1. If you choose "Full Conversion" then Column BA (AMOUNT) and Column BB (TAXES) BOTH values will be convert based on selected Currency in (Column L). 2. If you choose "Partial Conversion" then Column BA (AMOUNT) only will be converted based on selected currency (Column L) and Column BB (TAXES) value (INR) will be added to the converted values.
Note on K337: gepadmin: 1. If you choose "Full Conversion" then Column BA (AMOUNT) and Column BB (TAXES) BOTH values will be convert based on selected Currency in (Column L). 2. If you choose "Partial Conversion" then Column BA (AMOUNT) only will be converted based on selected currency (Column L) and Column BB (TAXES) value (INR) will be added to the converted values.
Note on K338: gepadmin: 1. If you choose "Full Conversion" then Column BA (AMOUNT) and Column BB (TAXES) BOTH values will be convert based on selected Currency in (Column L). 2. If you choose "Partial Conversion" then Column BA (AMOUNT) only will be converted based on selected currency (Column L) and Column BB (TAXES) value (INR) will be added to the converted values.
Note on K339: gepadmin: 1. If you choose "Full Conversion" then Column BA (AMOUNT) and Column BB (TAXES) BOTH values will be convert based on selected Currency in (Column L). 2. If you choose "Partial Conversion" then Column BA (AMOUNT) only will be converted based on selected currency (Column L) and Column BB (TAXES) value (INR) will be added to the converted values.
Note on K340: gepadmin: 1. If you choose "Full Conversion" then Column BA (AMOUNT) and Column BB (TAXES) BOTH values will be convert based on selected Currency in (Column L). 2. If you choose "Partial Conversion" then Column BA (AMOUNT) only will be converted based on selected currency (Column L) and Column BB (TAXES) value (INR) will be added to the converted values.
Note on K341: gepadmin: 1. If you choose "Full Conversion" then Column BA (AMOUNT) and Column BB (TAXES) BOTH values will be convert based on selected Currency in (Column L). 2. If you choose "Partial Conversion" then Column BA (AMOUNT) only will be converted based on selected currency (Column L) and Column BB (TAXES) value (INR) will be added to the converted values.
Note on K342: gepadmin: 1. If you choose "Full Conversion" then Column BA (AMOUNT) and Column BB (TAXES) BOTH values will be convert based on selected Currency in (Column L). 2. If you choose "Partial Conversion" then Column BA (AMOUNT) only will be converted based on selected currency (Column L) and Column BB (TAXES) value (INR) will be added to the converted values.
Note on K343: gepadmin: 1. If you choose "Full Conversion" then Column BA (AMOUNT) and Column BB (TAXES) BOTH values will be convert based on selected Currency in (Column L). 2. If you choose "Partial Conversion" then Column BA (AMOUNT) only will be converted based on selected currency (Column L) and Column BB (TAXES) value (INR) will be added to the converted values.
Note on K344: gepadmin: 1. If you choose "Full Conversion" then Column BA (AMOUNT) and Column BB (TAXES) BOTH values will be convert based on selected Currency in (Column L). 2. If you choose "Partial Conversion" then Column BA (AMOUNT) only will be converted based on selected currency (Column L) and Column BB (TAXES) value (INR) will be added to the converted values.
Note on K345: gepadmin: 1. If you choose "Full Conversion" then Column BA (AMOUNT) and Column BB (TAXES) BOTH values will be convert based on selected Currency in (Column L). 2. If you choose "Partial Conversion" then Column BA (AMOUNT) only will be converted based on selected currency (Column L) and Column BB (TAXES) value (INR) will be added to the converted values.
Note on K346: gepadmin: 1. If you choose "Full Conversion" then Column BA (AMOUNT) and Column BB (TAXES) BOTH values will be convert based on selected Currency in (Column L). 2. If you choose "Partial Conversion" then Column BA (AMOUNT) only will be converted based on selected currency (Column L) and Column BB (TAXES) value (INR) will be added to the converted values.
Note on K347: gepadmin: 1. If you choose "Full Conversion" then Column BA (AMOUNT) and Column BB (TAXES) BOTH values will be convert based on selected Currency in (Column L). 2. If you choose "Partial Conversion" then Column BA (AMOUNT) only will be converted based on selected currency (Column L) and Column BB (TAXES) value (INR) will be added to the converted values.
Note on K348: gepadmin: 1. If you choose "Full Conversion" then Column BA (AMOUNT) and Column BB (TAXES) BOTH values will be convert based on selected Currency in (Column L). 2. If you choose "Partial Conversion" then Column BA (AMOUNT) only will be converted based on selected currency (Column L) and Column BB (TAXES) value (INR) will be added to the converted values.
Note on K349: gepadmin: 1. If you choose "Full Conversion" then Column BA (AMOUNT) and Column BB (TAXES) BOTH values will be convert based on selected Currency in (Column L). 2. If you choose "Partial Conversion" then Column BA (AMOUNT) only will be converted based on selected currency (Column L) and Column BB (TAXES) value (INR) will be added to the converted values.
Note on K350: gepadmin: 1. If you choose "Full Conversion" then Column BA (AMOUNT) and Column BB (TAXES) BOTH values will be convert based on selected Currency in (Column L). 2. If you choose "Partial Conversion" then Column BA (AMOUNT) only will be converted based on selected currency (Column L) and Column BB (TAXES) value (INR) will be added to the converted values.
Note on K351: gepadmin: 1. If you choose "Full Conversion" then Column BA (AMOUNT) and Column BB (TAXES) BOTH values will be convert based on selected Currency in (Column L). 2. If you choose "Partial Conversion" then Column BA (AMOUNT) only will be converted based on selected currency (Column L) and Column BB (TAXES) value (INR) will be added to the converted values.
Note on K352: gepadmin: 1. If you choose "Full Conversion" then Column BA (AMOUNT) and Column BB (TAXES) BOTH values will be convert based on selected Currency in (Column L). 2. If you choose "Partial Conversion" then Column BA (AMOUNT) only will be converted based on selected currency (Column L) and Column BB (TAXES) value (INR) will be added to the converted values.
Note on K353: gepadmin: 1. If you choose "Full Conversion" then Column BA (AMOUNT) and Column BB (TAXES) BOTH values will be convert based on selected Currency in (Column L). 2. If you choose "Partial Conversion" then Column BA (AMOUNT) only will be converted based on selected currency (Column L) and Column BB (TAXES) value (INR) will be added to the converted values.
Note on K354: gepadmin: 1. If you choose "Full Conversion" then Column BA (AMOUNT) and Column BB (TAXES) BOTH values will be convert based on selected Currency in (Column L). 2. If you choose "Partial Conversion" then Column BA (AMOUNT) only will be converted based on selected currency (Column L) and Column BB (TAXES) value (INR) will be added to the converted values.
Note on K355: gepadmin: 1. If you choose "Full Conversion" then Column BA (AMOUNT) and Column BB (TAXES) BOTH values will be convert based on selected Currency in (Column L). 2. If you choose "Partial Conversion" then Column BA (AMOUNT) only will be converted based on selected currency (Column L) and Column BB (TAXES) value (INR) will be added to the converted values.
Note on K356: gepadmin: 1. If you choose "Full Conversion" then Column BA (AMOUNT) and Column BB (TAXES) BOTH values will be convert based on selected Currency in (Column L). 2. If you choose "Partial Conversion" then Column BA (AMOUNT) only will be converted based on selected currency (Column L) and Column BB (TAXES) value (INR) will be added to the converted values.
Note on K357: gepadmin: 1. If you choose "Full Conversion" then Column BA (AMOUNT) and Column BB (TAXES) BOTH values will be convert based on selected Currency in (Column L). 2. If you choose "Partial Conversion" then Column BA (AMOUNT) only will be converted based on selected currency (Column L) and Column BB (TAXES) value (INR) will be added to the converted values.
Note on K358: gepadmin: 1. If you choose "Full Conversion" then Column BA (AMOUNT) and Column BB (TAXES) BOTH values will be convert based on selected Currency in (Column L). 2. If you choose "Partial Conversion" then Column BA (AMOUNT) only will be converted based on selected currency (Column L) and Column BB (TAXES) value (INR) will be added to the converted values.
Note on K359: gepadmin: 1. If you choose "Full Conversion" then Column BA (AMOUNT) and Column BB (TAXES) BOTH values will be convert based on selected Currency in (Column L). 2. If you choose "Partial Conversion" then Column BA (AMOUNT) only will be converted based on selected currency (Column L) and Column BB (TAXES) value (INR) will be added to the converted values.
Note on K360: gepadmin: 1. If you choose "Full Conversion" then Column BA (AMOUNT) and Column BB (TAXES) BOTH values will be convert based on selected Currency in (Column L). 2. If you choose "Partial Conversion" then Column BA (AMOUNT) only will be converted based on selected currency (Column L) and Column BB (TAXES) value (INR) will be added to the converted values.
Note on K361: gepadmin: 1. If you choose "Full Conversion" then Column BA (AMOUNT) and Column BB (TAXES) BOTH values will be convert based on selected Currency in (Column L). 2. If you choose "Partial Conversion" then Column BA (AMOUNT) only will be converted based on selected currency (Column L) and Column BB (TAXES) value (INR) will be added to the converted values.
Note on K362: gepadmin: 1. If you choose "Full Conversion" then Column BA (AMOUNT) and Column BB (TAXES) BOTH values will be convert based on selected Currency in (Column L). 2. If you choose "Partial Conversion" then Column BA (AMOUNT) only will be converted based on selected currency (Column L) and Column BB (TAXES) value (INR) will be added to the converted values.
Note on K363: gepadmin: 1. If you choose "Full Conversion" then Column BA (AMOUNT) and Column BB (TAXES) BOTH values will be convert based on selected Currency in (Column L). 2. If you choose "Partial Conversion" then Column BA (AMOUNT) only will be converted based on selected currency (Column L) and Column BB (TAXES) value (INR) will be added to the converted values.
Note on K364: gepadmin: 1. If you choose "Full Conversion" then Column BA (AMOUNT) and Column BB (TAXES) BOTH values will be convert based on selected Currency in (Column L). 2. If you choose "Partial Conversion" then Column BA (AMOUNT) only will be converted based on selected currency (Column L) and Column BB (TAXES) value (INR) will be added to the converted values.
Note on K365: gepadmin: 1. If you choose "Full Conversion" then Column BA (AMOUNT) and Column BB (TAXES) BOTH values will be convert based on selected Currency in (Column L). 2. If you choose "Partial Conversion" then Column BA (AMOUNT) only will be converted based on selected currency (Column L) and Column BB (TAXES) value (INR) will be added to the converted values.
Note on K366: gepadmin: 1. If you choose "Full Conversion" then Column BA (AMOUNT) and Column BB (TAXES) BOTH values will be convert based on selected Currency in (Column L). 2. If you choose "Partial Conversion" then Column BA (AMOUNT) only will be converted based on selected currency (Column L) and Column BB (TAXES) value (INR) will be added to the converted values.
Note on K367: gepadmin: 1. If you choose "Full Conversion" then Column BA (AMOUNT) and Column BB (TAXES) BOTH values will be convert based on selected Currency in (Column L). 2. If you choose "Partial Conversion" then Column BA (AMOUNT) only will be converted based on selected currency (Column L) and Column BB (TAXES) value (INR) will be added to the converted values.
Note on K368: gepadmin: 1. If you choose "Full Conversion" then Column BA (AMOUNT) and Column BB (TAXES) BOTH values will be convert based on selected Currency in (Column L). 2. If you choose "Partial Conversion" then Column BA (AMOUNT) only will be converted based on selected currency (Column L) and Column BB (TAXES) value (INR) will be added to the converted values.
Note on K369: gepadmin: 1. If you choose "Full Conversion" then Column BA (AMOUNT) and Column BB (TAXES) BOTH values will be convert based on selected Currency in (Column L). 2. If you choose "Partial Conversion" then Column BA (AMOUNT) only will be converted based on selected currency (Column L) and Column BB (TAXES) value (INR) will be added to the converted values.
Note on K370: gepadmin: 1. If you choose "Full Conversion" then Column BA (AMOUNT) and Column BB (TAXES) BOTH values will be convert based on selected Currency in (Column L). 2. If you choose "Partial Conversion" then Column BA (AMOUNT) only will be converted based on selected currency (Column L) and Column BB (TAXES) value (INR) will be added to the converted values.
Note on K371: gepadmin: 1. If you choose "Full Conversion" then Column BA (AMOUNT) and Column BB (TAXES) BOTH values will be convert based on selected Currency in (Column L). 2. If you choose "Partial Conversion" then Column BA (AMOUNT) only will be converted based on selected currency (Column L) and Column BB (TAXES) value (INR) will be added to the converted values.
Note on K372: gepadmin: 1. If you choose "Full Conversion" then Column BA (AMOUNT) and Column BB (TAXES) BOTH values will be convert based on selected Currency in (Column L). 2. If you choose "Partial Conversion" then Column BA (AMOUNT) only will be converted based on selected currency (Column L) and Column BB (TAXES) value (INR) will be added to the converted values.
Note on K373: gepadmin: 1. If you choose "Full Conversion" then Column BA (AMOUNT) and Column BB (TAXES) BOTH values will be convert based on selected Currency in (Column L). 2. If you choose "Partial Conversion" then Column BA (AMOUNT) only will be converted based on selected currency (Column L) and Column BB (TAXES) value (INR) will be added to the converted values.
Note on K374: gepadmin: 1. If you choose "Full Conversion" then Column BA (AMOUNT) and Column BB (TAXES) BOTH values will be convert based on selected Currency in (Column L). 2. If you choose "Partial Conversion" then Column BA (AMOUNT) only will be converted based on selected currency (Column L) and Column BB (TAXES) value (INR) will be added to the converted values.
Note on K375: gepadmin: 1. If you choose "Full Conversion" then Column BA (AMOUNT) and Column BB (TAXES) BOTH values will be convert based on selected Currency in (Column L). 2. If you choose "Partial Conversion" then Column BA (AMOUNT) only will be converted based on selected currency (Column L) and Column BB (TAXES) value (INR) will be added to the converted values.
Note on K376: gepadmin: 1. If you choose "Full Conversion" then Column BA (AMOUNT) and Column BB (TAXES) BOTH values will be convert based on selected Currency in (Column L). 2. If you choose "Partial Conversion" then Column BA (AMOUNT) only will be converted based on selected currency (Column L) and Column BB (TAXES) value (INR) will be added to the converted values.
Note on K377: gepadmin: 1. If you choose "Full Conversion" then Column BA (AMOUNT) and Column BB (TAXES) BOTH values will be convert based on selected Currency in (Column L). 2. If you choose "Partial Conversion" then Column BA (AMOUNT) only will be converted based on selected currency (Column L) and Column BB (TAXES) value (INR) will be added to the converted values.
Note on K378: gepadmin: 1. If you choose "Full Conversion" then Column BA (AMOUNT) and Column BB (TAXES) BOTH values will be convert based on selected Currency in (Column L). 2. If you choose "Partial Conversion" then Column BA (AMOUNT) only will be converted based on selected currency (Column L) and Column BB (TAXES) value (INR) will be added to the converted values.
Note on K379: gepadmin: 1. If you choose "Full Conversion" then Column BA (AMOUNT) and Column BB (TAXES) BOTH values will be convert based on selected Currency in (Column L). 2. If you choose "Partial Conversion" then Column BA (AMOUNT) only will be converted based on selected currency (Column L) and Column BB (TAXES) value (INR) will be added to the converted values.
Note on K380: gepadmin: 1. If you choose "Full Conversion" then Column BA (AMOUNT) and Column BB (TAXES) BOTH values will be convert based on selected Currency in (Column L). 2. If you choose "Partial Conversion" then Column BA (AMOUNT) only will be converted based on selected currency (Column L) and Column BB (TAXES) value (INR) will be added to the converted values.
Note on K381: gepadmin: 1. If you choose "Full Conversion" then Column BA (AMOUNT) and Column BB (TAXES) BOTH values will be convert based on selected Currency in (Column L). 2. If you choose "Partial Conversion" then Column BA (AMOUNT) only will be converted based on selected currency (Column L) and Column BB (TAXES) value (INR) will be added to the converted values.
Note on K382: gepadmin: 1. If you choose "Full Conversion" then Column BA (AMOUNT) and Column BB (TAXES) BOTH values will be convert based on selected Currency in (Column L). 2. If you choose "Partial Conversion" then Column BA (AMOUNT) only will be converted based on selected currency (Column L) and Column BB (TAXES) value (INR) will be added to the converted values.
Note on K383: gepadmin: 1. If you choose "Full Conversion" then Column BA (AMOUNT) and Column BB (TAXES) BOTH values will be convert based on selected Currency in (Column L). 2. If you choose "Partial Conversion" then Column BA (AMOUNT) only will be converted based on selected currency (Column L) and Column BB (TAXES) value (INR) will be added to the converted values.
Note on K384: gepadmin: 1. If you choose "Full Conversion" then Column BA (AMOUNT) and Column BB (TAXES) BOTH values will be convert based on selected Currency in (Column L). 2. If you choose "Partial Conversion" then Column BA (AMOUNT) only will be converted based on selected currency (Column L) and Column BB (TAXES) value (INR) will be added to the converted values.
Note on K385: gepadmin: 1. If you choose "Full Conversion" then Column BA (AMOUNT) and Column BB (TAXES) BOTH values will be convert based on selected Currency in (Column L). 2. If you choose "Partial Conversion" then Column BA (AMOUNT) only will be converted based on selected currency (Column L) and Column BB (TAXES) value (INR) will be added to the converted values.
Note on K386: gepadmin: 1. If you choose "Full Conversion" then Column BA (AMOUNT) and Column BB (TAXES) BOTH values will be convert based on selected Currency in (Column L). 2. If you choose "Partial Conversion" then Column BA (AMOUNT) only will be converted based on selected currency (Column L) and Column BB (TAXES) value (INR) will be added to the converted values.
Note on K387: gepadmin: 1. If you choose "Full Conversion" then Column BA (AMOUNT) and Column BB (TAXES) BOTH values will be convert based on selected Currency in (Column L). 2. If you choose "Partial Conversion" then Column BA (AMOUNT) only will be converted based on selected currency (Column L) and Column BB (TAXES) value (INR) will be added to the converted values.
Note on K388: gepadmin: 1. If you choose "Full Conversion" then Column BA (AMOUNT) and Column BB (TAXES) BOTH values will be convert based on selected Currency in (Column L). 2. If you choose "Partial Conversion" then Column BA (AMOUNT) only will be converted based on selected currency (Column L) and Column BB (TAXES) value (INR) will be added to the converted values.
Note on K389: gepadmin: 1. If you choose "Full Conversion" then Column BA (AMOUNT) and Column BB (TAXES) BOTH values will be convert based on selected Currency in (Column L). 2. If you choose "Partial Conversion" then Column BA (AMOUNT) only will be converted based on selected currency (Column L) and Column BB (TAXES) value (INR) will be added to the converted values.
Note on K390: gepadmin: 1. If you choose "Full Conversion" then Column BA (AMOUNT) and Column BB (TAXES) BOTH values will be convert based on selected Currency in (Column L). 2. If you choose "Partial Conversion" then Column BA (AMOUNT) only will be converted based on selected currency (Column L) and Column BB (TAXES) value (INR) will be added to the converted values.
Note on K391: gepadmin: 1. If you choose "Full Conversion" then Column BA (AMOUNT) and Column BB (TAXES) BOTH values will be convert based on selected Currency in (Column L). 2. If you choose "Partial Conversion" then Column BA (AMOUNT) only will be converted based on selected currency (Column L) and Column BB (TAXES) value (INR) will be added to the converted values.
Note on K392: gepadmin: 1. If you choose "Full Conversion" then Column BA (AMOUNT) and Column BB (TAXES) BOTH values will be convert based on selected Currency in (Column L). 2. If you choose "Partial Conversion" then Column BA (AMOUNT) only will be converted based on selected currency (Column L) and Column BB (TAXES) value (INR) will be added to the converted values.
Note on K393: gepadmin: 1. If you choose "Full Conversion" then Column BA (AMOUNT) and Column BB (TAXES) BOTH values will be convert based on selected Currency in (Column L). 2. If you choose "Partial Conversion" then Column BA (AMOUNT) only will be converted based on selected currency (Column L) and Column BB (TAXES) value (INR) will be added to the converted values.
Note on K394: gepadmin: 1. If you choose "Full Conversion" then Column BA (AMOUNT) and Column BB (TAXES) BOTH values will be convert based on selected Currency in (Column L). 2. If you choose "Partial Conversion" then Column BA (AMOUNT) only will be converted based on selected currency (Column L) and Column BB (TAXES) value (INR) will be added to the converted values.
Note on K395: gepadmin: 1. If you choose "Full Conversion" then Column BA (AMOUNT) and Column BB (TAXES) BOTH values will be convert based on selected Currency in (Column L). 2. If you choose "Partial Conversion" then Column BA (AMOUNT) only will be converted based on selected currency (Column L) and Column BB (TAXES) value (INR) will be added to the converted values.
Note on K396: gepadmin: 1. If you choose "Full Conversion" then Column BA (AMOUNT) and Column BB (TAXES) BOTH values will be convert based on selected Currency in (Column L). 2. If you choose "Partial Conversion" then Column BA (AMOUNT) only will be converted based on selected currency (Column L) and Column BB (TAXES) value (INR) will be added to the converted values.
Note on K397: gepadmin: 1. If you choose "Full Conversion" then Column BA (AMOUNT) and Column BB (TAXES) BOTH values will be convert based on selected Currency in (Column L). 2. If you choose "Partial Conversion" then Column BA (AMOUNT) only will be converted based on selected currency (Column L) and Column BB (TAXES) value (INR) will be added to the converted values.
Note on K398: gepadmin: 1. If you choose "Full Conversion" then Column BA (AMOUNT) and Column BB (TAXES) BOTH values will be convert based on selected Currency in (Column L). 2. If you choose "Partial Conversion" then Column BA (AMOUNT) only will be converted based on selected currency (Column L) and Column BB (TAXES) value (INR) will be added to the converted values.
Note on K399: gepadmin: 1. If you choose "Full Conversion" then Column BA (AMOUNT) and Column BB (TAXES) BOTH values will be convert based on selected Currency in (Column L). 2. If you choose "Partial Conversion" then Column BA (AMOUNT) only will be converted based on selected currency (Column L) and Column BB (TAXES) value (INR) will be added to the converted values.
Note on K400: gepadmin: 1. If you choose "Full Conversion" then Column BA (AMOUNT) and Column BB (TAXES) BOTH values will be convert based on selected Currency in (Column L). 2. If you choose "Partial Conversion" then Column BA (AMOUNT) only will be converted based on selected currency (Column L) and Column BB (TAXES) value (INR) will be added to the converted values.
Note on K401: gepadmin: 1. If you choose "Full Conversion" then Column BA (AMOUNT) and Column BB (TAXES) BOTH values will be convert based on selected Currency in (Column L). 2. If you choose "Partial Conversion" then Column BA (AMOUNT) only will be converted based on selected currency (Column L) and Column BB (TAXES) value (INR) will be added to the converted values.
Note on K402: gepadmin: 1. If you choose "Full Conversion" then Column BA (AMOUNT) and Column BB (TAXES) BOTH values will be convert based on selected Currency in (Column L). 2. If you choose "Partial Conversion" then Column BA (AMOUNT) only will be converted based on selected currency (Column L) and Column BB (TAXES) value (INR) will be added to the converted values.
Note on K403: gepadmin: 1. If you choose "Full Conversion" then Column BA (AMOUNT) and Column BB (TAXES) BOTH values will be convert based on selected Currency in (Column L). 2. If you choose "Partial Conversion" then Column BA (AMOUNT) only will be converted based on selected currency (Column L) and Column BB (TAXES) value (INR) will be added to the converted values.
Note on K404: gepadmin: 1. If you choose "Full Conversion" then Column BA (AMOUNT) and Column BB (TAXES) BOTH values will be convert based on selected Currency in (Column L). 2. If you choose "Partial Conversion" then Column BA (AMOUNT) only will be converted based on selected currency (Column L) and Column BB (TAXES) value (INR) will be added to the converted values.
Note on K405: gepadmin: 1. If you choose "Full Conversion" then Column BA (AMOUNT) and Column BB (TAXES) BOTH values will be convert based on selected Currency in (Column L). 2. If you choose "Partial Conversion" then Column BA (AMOUNT) only will be converted based on selected currency (Column L) and Column BB (TAXES) value (INR) will be added to the converted values.
Note on K406: gepadmin: 1. If you choose "Full Conversion" then Column BA (AMOUNT) and Column BB (TAXES) BOTH values will be convert based on selected Currency in (Column L). 2. If you choose "Partial Conversion" then Column BA (AMOUNT) only will be converted based on selected currency (Column L) and Column BB (TAXES) value (INR) will be added to the converted values.
Note on K407: gepadmin: 1. If you choose "Full Conversion" then Column BA (AMOUNT) and Column BB (TAXES) BOTH values will be convert based on selected Currency in (Column L). 2. If you choose "Partial Conversion" then Column BA (AMOUNT) only will be converted based on selected currency (Column L) and Column BB (TAXES) value (INR) will be added to the converted values.
Note on K408: gepadmin: 1. If you choose "Full Conversion" then Column BA (AMOUNT) and Column BB (TAXES) BOTH values will be convert based on selected Currency in (Column L). 2. If you choose "Partial Conversion" then Column BA (AMOUNT) only will be converted based on selected currency (Column L) and Column BB (TAXES) value (INR) will be added to the converted values.
Note on K409: gepadmin: 1. If you choose "Full Conversion" then Column BA (AMOUNT) and Column BB (TAXES) BOTH values will be convert based on selected Currency in (Column L). 2. If you choose "Partial Conversion" then Column BA (AMOUNT) only will be converted based on selected currency (Column L) and Column BB (TAXES) value (INR) will be added to the converted values.
Note on K410: gepadmin: 1. If you choose "Full Conversion" then Column BA (AMOUNT) and Column BB (TAXES) BOTH values will be convert based on selected Currency in (Column L). 2. If you choose "Partial Conversion" then Column BA (AMOUNT) only will be converted based on selected currency (Column L) and Column BB (TAXES) value (INR) will be added to the converted values.
Note on K411: gepadmin: 1. If you choose "Full Conversion" then Column BA (AMOUNT) and Column BB (TAXES) BOTH values will be convert based on selected Currency in (Column L). 2. If you choose "Partial Conversion" then Column BA (AMOUNT) only will be converted based on selected currency (Column L) and Column BB (TAXES) value (INR) will be added to the converted values.
Note on K412: gepadmin: 1. If you choose "Full Conversion" then Column BA (AMOUNT) and Column BB (TAXES) BOTH values will be convert based on selected Currency in (Column L). 2. If you choose "Partial Conversion" then Column BA (AMOUNT) only will be converted based on selected currency (Column L) and Column BB (TAXES) value (INR) will be added to the converted values.
Note on K413: gepadmin: 1. If you choose "Full Conversion" then Column BA (AMOUNT) and Column BB (TAXES) BOTH values will be convert based on selected Currency in (Column L). 2. If you choose "Partial Conversion" then Column BA (AMOUNT) only will be converted based on selected currency (Column L) and Column BB (TAXES) value (INR) will be added to the converted values.
Note on K414: gepadmin: 1. If you choose "Full Conversion" then Column BA (AMOUNT) and Column BB (TAXES) BOTH values will be convert based on selected Currency in (Column L). 2. If you choose "Partial Conversion" then Column BA (AMOUNT) only will be converted based on selected currency (Column L) and Column BB (TAXES) value (INR) will be added to the converted values.
Note on K415: gepadmin: 1. If you choose "Full Conversion" then Column BA (AMOUNT) and Column BB (TAXES) BOTH values will be convert based on selected Currency in (Column L). 2. If you choose "Partial Conversion" then Column BA (AMOUNT) only will be converted based on selected currency (Column L) and Column BB (TAXES) value (INR) will be added to the converted values.
Note on K416: gepadmin: 1. If you choose "Full Conversion" then Column BA (AMOUNT) and Column BB (TAXES) BOTH values will be convert based on selected Currency in (Column L). 2. If you choose "Partial Conversion" then Column BA (AMOUNT) only will be converted based on selected currency (Column L) and Column BB (TAXES) value (INR) will be added to the converted values.
Note on K417: gepadmin: 1. If you choose "Full Conversion" then Column BA (AMOUNT) and Column BB (TAXES) BOTH values will be convert based on selected Currency in (Column L). 2. If you choose "Partial Conversion" then Column BA (AMOUNT) only will be converted based on selected currency (Column L) and Column BB (TAXES) value (INR) will be added to the converted values.
Note on K418: gepadmin: 1. If you choose "Full Conversion" then Column BA (AMOUNT) and Column BB (TAXES) BOTH values will be convert based on selected Currency in (Column L). 2. If you choose "Partial Conversion" then Column BA (AMOUNT) only will be converted based on selected currency (Column L) and Column BB (TAXES) value (INR) will be added to the converted values.
Note on K419: gepadmin: 1. If you choose "Full Conversion" then Column BA (AMOUNT) and Column BB (TAXES) BOTH values will be convert based on selected Currency in (Column L). 2. If you choose "Partial Conversion" then Column BA (AMOUNT) only will be converted based on selected currency (Column L) and Column BB (TAXES) value (INR) will be added to the converted values.
Note on K420: gepadmin: 1. If you choose "Full Conversion" then Column BA (AMOUNT) and Column BB (TAXES) BOTH values will be convert based on selected Currency in (Column L). 2. If you choose "Partial Conversion" then Column BA (AMOUNT) only will be converted based on selected currency (Column L) and Column BB (TAXES) value (INR) will be added to the converted values.
Note on K421: gepadmin: 1. If you choose "Full Conversion" then Column BA (AMOUNT) and Column BB (TAXES) BOTH values will be convert based on selected Currency in (Column L). 2. If you choose "Partial Conversion" then Column BA (AMOUNT) only will be converted based on selected currency (Column L) and Column BB (TAXES) value (INR) will be added to the converted values.
Note on K422: gepadmin: 1. If you choose "Full Conversion" then Column BA (AMOUNT) and Column BB (TAXES) BOTH values will be convert based on selected Currency in (Column L). 2. If you choose "Partial Conversion" then Column BA (AMOUNT) only will be converted based on selected currency (Column L) and Column BB (TAXES) value (INR) will be added to the converted values.
Note on K423: gepadmin: 1. If you choose "Full Conversion" then Column BA (AMOUNT) and Column BB (TAXES) BOTH values will be convert based on selected Currency in (Column L). 2. If you choose "Partial Conversion" then Column BA (AMOUNT) only will be converted based on selected currency (Column L) and Column BB (TAXES) value (INR) will be added to the converted values.
Note on K424: gepadmin: 1. If you choose "Full Conversion" then Column BA (AMOUNT) and Column BB (TAXES) BOTH values will be convert based on selected Currency in (Column L). 2. If you choose "Partial Conversion" then Column BA (AMOUNT) only will be converted based on selected currency (Column L) and Column BB (TAXES) value (INR) will be added to the converted values.
Note on K425: gepadmin: 1. If you choose "Full Conversion" then Column BA (AMOUNT) and Column BB (TAXES) BOTH values will be convert based on selected Currency in (Column L). 2. If you choose "Partial Conversion" then Column BA (AMOUNT) only will be converted based on selected currency (Column L) and Column BB (TAXES) value (INR) will be added to the converted values.
Note on K426: gepadmin: 1. If you choose "Full Conversion" then Column BA (AMOUNT) and Column BB (TAXES) BOTH values will be convert based on selected Currency in (Column L). 2. If you choose "Partial Conversion" then Column BA (AMOUNT) only will be converted based on selected currency (Column L) and Column BB (TAXES) value (INR) will be added to the converted values.
Note on K427: gepadmin: 1. If you choose "Full Conversion" then Column BA (AMOUNT) and Column BB (TAXES) BOTH values will be convert based on selected Currency in (Column L). 2. If you choose "Partial Conversion" then Column BA (AMOUNT) only will be converted based on selected currency (Column L) and Column BB (TAXES) value (INR) will be added to the converted values.
Note on K428: gepadmin: 1. If you choose "Full Conversion" then Column BA (AMOUNT) and Column BB (TAXES) BOTH values will be convert based on selected Currency in (Column L). 2. If you choose "Partial Conversion" then Column BA (AMOUNT) only will be converted based on selected currency (Column L) and Column BB (TAXES) value (INR) will be added to the converted values.
Note on K429: gepadmin: 1. If you choose "Full Conversion" then Column BA (AMOUNT) and Column BB (TAXES) BOTH values will be convert based on selected Currency in (Column L). 2. If you choose "Partial Conversion" then Column BA (AMOUNT) only will be converted based on selected currency (Column L) and Column BB (TAXES) value (INR) will be added to the converted values.
Note on K430: gepadmin: 1. If you choose "Full Conversion" then Column BA (AMOUNT) and Column BB (TAXES) BOTH values will be convert based on selected Currency in (Column L). 2. If you choose "Partial Conversion" then Column BA (AMOUNT) only will be converted based on selected currency (Column L) and Column BB (TAXES) value (INR) will be added to the converted values.
Note on K431: gepadmin: 1. If you choose "Full Conversion" then Column BA (AMOUNT) and Column BB (TAXES) BOTH values will be convert based on selected Currency in (Column L). 2. If you choose "Partial Conversion" then Column BA (AMOUNT) only will be converted based on selected currency (Column L) and Column BB (TAXES) value (INR) will be added to the converted values.
Note on K432: gepadmin: 1. If you choose "Full Conversion" then Column BA (AMOUNT) and Column BB (TAXES) BOTH values will be convert based on selected Currency in (Column L). 2. If you choose "Partial Conversion" then Column BA (AMOUNT) only will be converted based on selected currency (Column L) and Column BB (TAXES) value (INR) will be added to the converted values.
Note on K433: gepadmin: 1. If you choose "Full Conversion" then Column BA (AMOUNT) and Column BB (TAXES) BOTH values will be convert based on selected Currency in (Column L). 2. If you choose "Partial Conversion" then Column BA (AMOUNT) only will be converted based on selected currency (Column L) and Column BB (TAXES) value (INR) will be added to the converted values.
Note on K434: gepadmin: 1. If you choose "Full Conversion" then Column BA (AMOUNT) and Column BB (TAXES) BOTH values will be convert based on selected Currency in (Column L). 2. If you choose "Partial Conversion" then Column BA (AMOUNT) only will be converted based on selected currency (Column L) and Column BB (TAXES) value (INR) will be added to the converted values.
Note on K435: gepadmin: 1. If you choose "Full Conversion" then Column BA (AMOUNT) and Column BB (TAXES) BOTH values will be convert based on selected Currency in (Column L). 2. If you choose "Partial Conversion" then Column BA (AMOUNT) only will be converted based on selected currency (Column L) and Column BB (TAXES) value (INR) will be added to the converted values.
Note on K436: gepadmin: 1. If you choose "Full Conversion" then Column BA (AMOUNT) and Column BB (TAXES) BOTH values will be convert based on selected Currency in (Column L). 2. If you choose "Partial Conversion" then Column BA (AMOUNT) only will be converted based on selected currency (Column L) and Column BB (TAXES) value (INR) will be added to the converted values.
Note on K437: gepadmin: 1. If you choose "Full Conversion" then Column BA (AMOUNT) and Column BB (TAXES) BOTH values will be convert based on selected Currency in (Column L). 2. If you choose "Partial Conversion" then Column BA (AMOUNT) only will be converted based on selected currency (Column L) and Column BB (TAXES) value (INR) will be added to the converted values.
Note on K438: gepadmin: 1. If you choose "Full Conversion" then Column BA (AMOUNT) and Column BB (TAXES) BOTH values will be convert based on selected Currency in (Column L). 2. If you choose "Partial Conversion" then Column BA (AMOUNT) only will be converted based on selected currency (Column L) and Column BB (TAXES) value (INR) will be added to the converted values.
Note on K439: gepadmin: 1. If you choose "Full Conversion" then Column BA (AMOUNT) and Column BB (TAXES) BOTH values will be convert based on selected Currency in (Column L). 2. If you choose "Partial Conversion" then Column BA (AMOUNT) only will be converted based on selected currency (Column L) and Column BB (TAXES) value (INR) will be added to the converted values.
Note on K440: gepadmin: 1. If you choose "Full Conversion" then Column BA (AMOUNT) and Column BB (TAXES) BOTH values will be convert based on selected Currency in (Column L). 2. If you choose "Partial Conversion" then Column BA (AMOUNT) only will be converted based on selected currency (Column L) and Column BB (TAXES) value (INR) will be added to the converted values.
Note on K441: gepadmin: 1. If you choose "Full Conversion" then Column BA (AMOUNT) and Column BB (TAXES) BOTH values will be convert based on selected Currency in (Column L). 2. If you choose "Partial Conversion" then Column BA (AMOUNT) only will be converted based on selected currency (Column L) and Column BB (TAXES) value (INR) will be added to the converted values.
Note on K442: gepadmin: 1. If you choose "Full Conversion" then Column BA (AMOUNT) and Column BB (TAXES) BOTH values will be convert based on selected Currency in (Column L). 2. If you choose "Partial Conversion" then Column BA (AMOUNT) only will be converted based on selected currency (Column L) and Column BB (TAXES) value (INR) will be added to the converted values.
Note on K443: gepadmin: 1. If you choose "Full Conversion" then Column BA (AMOUNT) and Column BB (TAXES) BOTH values will be convert based on selected Currency in (Column L). 2. If you choose "Partial Conversion" then Column BA (AMOUNT) only will be converted based on selected currency (Column L) and Column BB (TAXES) value (INR) will be added to the converted values.
Note on K444: gepadmin: 1. If you choose "Full Conversion" then Column BA (AMOUNT) and Column BB (TAXES) BOTH values will be convert based on selected Currency in (Column L). 2. If you choose "Partial Conversion" then Column BA (AMOUNT) only will be converted based on selected currency (Column L) and Column BB (TAXES) value (INR) will be added to the converted values.
Note on K445: gepadmin: 1. If you choose "Full Conversion" then Column BA (AMOUNT) and Column BB (TAXES) BOTH values will be convert based on selected Currency in (Column L). 2. If you choose "Partial Conversion" then Column BA (AMOUNT) only will be converted based on selected currency (Column L) and Column BB (TAXES) value (INR) will be added to the converted values.
Note on K446: gepadmin: 1. If you choose "Full Conversion" then Column BA (AMOUNT) and Column BB (TAXES) BOTH values will be convert based on selected Currency in (Column L). 2. If you choose "Partial Conversion" then Column BA (AMOUNT) only will be converted based on selected currency (Column L) and Column BB (TAXES) value (INR) will be added to the converted values.
Note on K447: gepadmin: 1. If you choose "Full Conversion" then Column BA (AMOUNT) and Column BB (TAXES) BOTH values will be convert based on selected Currency in (Column L). 2. If you choose "Partial Conversion" then Column BA (AMOUNT) only will be converted based on selected currency (Column L) and Column BB (TAXES) value (INR) will be added to the converted values.
Note on K448: gepadmin: 1. If you choose "Full Conversion" then Column BA (AMOUNT) and Column BB (TAXES) BOTH values will be convert based on selected Currency in (Column L). 2. If you choose "Partial Conversion" then Column BA (AMOUNT) only will be converted based on selected currency (Column L) and Column BB (TAXES) value (INR) will be added to the converted values.
Note on K449: gepadmin: 1. If you choose "Full Conversion" then Column BA (AMOUNT) and Column BB (TAXES) BOTH values will be convert based on selected Currency in (Column L). 2. If you choose "Partial Conversion" then Column BA (AMOUNT) only will be converted based on selected currency (Column L) and Column BB (TAXES) value (INR) will be added to the converted values.
Note on K450: gepadmin: 1. If you choose "Full Conversion" then Column BA (AMOUNT) and Column BB (TAXES) BOTH values will be convert based on selected Currency in (Column L). 2. If you choose "Partial Conversion" then Column BA (AMOUNT) only will be converted based on selected currency (Column L) and Column BB (TAXES) value (INR) will be added to the converted values.
Note on K451: gepadmin: 1. If you choose "Full Conversion" then Column BA (AMOUNT) and Column BB (TAXES) BOTH values will be convert based on selected Currency in (Column L). 2. If you choose "Partial Conversion" then Column BA (AMOUNT) only will be converted based on selected currency (Column L) and Column BB (TAXES) value (INR) will be added to the converted values.
Note on K452: gepadmin: 1. If you choose "Full Conversion" then Column BA (AMOUNT) and Column BB (TAXES) BOTH values will be convert based on selected Currency in (Column L). 2. If you choose "Partial Conversion" then Column BA (AMOUNT) only will be converted based on selected currency (Column L) and Column BB (TAXES) value (INR) will be added to the converted values.
Note on K453: gepadmin: 1. If you choose "Full Conversion" then Column BA (AMOUNT) and Column BB (TAXES) BOTH values will be convert based on selected Currency in (Column L). 2. If you choose "Partial Conversion" then Column BA (AMOUNT) only will be converted based on selected currency (Column L) and Column BB (TAXES) value (INR) will be added to the converted values.
Note on K454: gepadmin: 1. If you choose "Full Conversion" then Column BA (AMOUNT) and Column BB (TAXES) BOTH values will be convert based on selected Currency in (Column L). 2. If you choose "Partial Conversion" then Column BA (AMOUNT) only will be converted based on selected currency (Column L) and Column BB (TAXES) value (INR) will be added to the converted values.
Note on K455: gepadmin: 1. If you choose "Full Conversion" then Column BA (AMOUNT) and Column BB (TAXES) BOTH values will be convert based on selected Currency in (Column L). 2. If you choose "Partial Conversion" then Column BA (AMOUNT) only will be converted based on selected currency (Column L) and Column BB (TAXES) value (INR) will be added to the converted values.
Note on K456: gepadmin: 1. If you choose "Full Conversion" then Column BA (AMOUNT) and Column BB (TAXES) BOTH values will be convert based on selected Currency in (Column L). 2. If you choose "Partial Conversion" then Column BA (AMOUNT) only will be converted based on selected currency (Column L) and Column BB (TAXES) value (INR) will be added to the converted values.
Note on K457: gepadmin: 1. If you choose "Full Conversion" then Column BA (AMOUNT) and Column BB (TAXES) BOTH values will be convert based on selected Currency in (Column L). 2. If you choose "Partial Conversion" then Column BA (AMOUNT) only will be converted based on selected currency (Column L) and Column BB (TAXES) value (INR) will be added to the converted values.
Note on K458: gepadmin: 1. If you choose "Full Conversion" then Column BA (AMOUNT) and Column BB (TAXES) BOTH values will be convert based on selected Currency in (Column L). 2. If you choose "Partial Conversion" then Column BA (AMOUNT) only will be converted based on selected currency (Column L) and Column BB (TAXES) value (INR) will be added to the converted values.
Note on K459: gepadmin: 1. If you choose "Full Conversion" then Column BA (AMOUNT) and Column BB (TAXES) BOTH values will be convert based on selected Currency in (Column L). 2. If you choose "Partial Conversion" then Column BA (AMOUNT) only will be converted based on selected currency (Column L) and Column BB (TAXES) value (INR) will be added to the converted values.
Note on K460: gepadmin: 1. If you choose "Full Conversion" then Column BA (AMOUNT) and Column BB (TAXES) BOTH values will be convert based on selected Currency in (Column L). 2. If you choose "Partial Conversion" then Column BA (AMOUNT) only will be converted based on selected currency (Column L) and Column BB (TAXES) value (INR) will be added to the converted values.
Note on K461: gepadmin: 1. If you choose "Full Conversion" then Column BA (AMOUNT) and Column BB (TAXES) BOTH values will be convert based on selected Currency in (Column L). 2. If you choose "Partial Conversion" then Column BA (AMOUNT) only will be converted based on selected currency (Column L) and Column BB (TAXES) value (INR) will be added to the converted values.
Note on K462: gepadmin: 1. If you choose "Full Conversion" then Column BA (AMOUNT) and Column BB (TAXES) BOTH values will be convert based on selected Currency in (Column L). 2. If you choose "Partial Conversion" then Column BA (AMOUNT) only will be converted based on selected currency (Column L) and Column BB (TAXES) value (INR) will be added to the converted values.
Note on K463: gepadmin: 1. If you choose "Full Conversion" then Column BA (AMOUNT) and Column BB (TAXES) BOTH values will be convert based on selected Currency in (Column L). 2. If you choose "Partial Conversion" then Column BA (AMOUNT) only will be converted based on selected currency (Column L) and Column BB (TAXES) value (INR) will be added to the converted values.
Note on K464: gepadmin: 1. If you choose "Full Conversion" then Column BA (AMOUNT) and Column BB (TAXES) BOTH values will be convert based on selected Currency in (Column L). 2. If you choose "Partial Conversion" then Column BA (AMOUNT) only will be converted based on selected currency (Column L) and Column BB (TAXES) value (INR) will be added to the converted values.
Note on K465: gepadmin: 1. If you choose "Full Conversion" then Column BA (AMOUNT) and Column BB (TAXES) BOTH values will be convert based on selected Currency in (Column L). 2. If you choose "Partial Conversion" then Column BA (AMOUNT) only will be converted based on selected currency (Column L) and Column BB (TAXES) value (INR) will be added to the converted values.
Note on K466: gepadmin: 1. If you choose "Full Conversion" then Column BA (AMOUNT) and Column BB (TAXES) BOTH values will be convert based on selected Currency in (Column L). 2. If you choose "Partial Conversion" then Column BA (AMOUNT) only will be converted based on selected currency (Column L) and Column BB (TAXES) value (INR) will be added to the converted values.
Note on K467: gepadmin: 1. If you choose "Full Conversion" then Column BA (AMOUNT) and Column BB (TAXES) BOTH values will be convert based on selected Currency in (Column L). 2. If you choose "Partial Conversion" then Column BA (AMOUNT) only will be converted based on selected currency (Column L) and Column BB (TAXES) value (INR) will be added to the converted values.
Note on K468: gepadmin: 1. If you choose "Full Conversion" then Column BA (AMOUNT) and Column BB (TAXES) BOTH values will be convert based on selected Currency in (Column L). 2. If you choose "Partial Conversion" then Column BA (AMOUNT) only will be converted based on selected currency (Column L) and Column BB (TAXES) value (INR) will be added to the converted values.
Note on K469: gepadmin: 1. If you choose "Full Conversion" then Column BA (AMOUNT) and Column BB (TAXES) BOTH values will be convert based on selected Currency in (Column L). 2. If you choose "Partial Conversion" then Column BA (AMOUNT) only will be converted based on selected currency (Column L) and Column BB (TAXES) value (INR) will be added to the converted values.
Note on K470: gepadmin: 1. If you choose "Full Conversion" then Column BA (AMOUNT) and Column BB (TAXES) BOTH values will be convert based on selected Currency in (Column L). 2. If you choose "Partial Conversion" then Column BA (AMOUNT) only will be converted based on selected currency (Column L) and Column BB (TAXES) value (INR) will be added to the converted values.
Note on K471: gepadmin: 1. If you choose "Full Conversion" then Column BA (AMOUNT) and Column BB (TAXES) BOTH values will be convert based on selected Currency in (Column L). 2. If you choose "Partial Conversion" then Column BA (AMOUNT) only will be converted based on selected currency (Column L) and Column BB (TAXES) value (INR) will be added to the converted values.
Note on K472: gepadmin: 1. If you choose "Full Conversion" then Column BA (AMOUNT) and Column BB (TAXES) BOTH values will be convert based on selected Currency in (Column L). 2. If you choose "Partial Conversion" then Column BA (AMOUNT) only will be converted based on selected currency (Column L) and Column BB (TAXES) value (INR) will be added to the converted values.
Note on K473: gepadmin: 1. If you choose "Full Conversion" then Column BA (AMOUNT) and Column BB (TAXES) BOTH values will be convert based on selected Currency in (Column L). 2. If you choose "Partial Conversion" then Column BA (AMOUNT) only will be converted based on selected currency (Column L) and Column BB (TAXES) value (INR) will be added to the converted values.
Note on K474: gepadmin: 1. If you choose "Full Conversion" then Column BA (AMOUNT) and Column BB (TAXES) BOTH values will be convert based on selected Currency in (Column L). 2. If you choose "Partial Conversion" then Column BA (AMOUNT) only will be converted based on selected currency (Column L) and Column BB (TAXES) value (INR) will be added to the converted values.
Note on K475: gepadmin: 1. If you choose "Full Conversion" then Column BA (AMOUNT) and Column BB (TAXES) BOTH values will be convert based on selected Currency in (Column L). 2. If you choose "Partial Conversion" then Column BA (AMOUNT) only will be converted based on selected currency (Column L) and Column BB (TAXES) value (INR) will be added to the converted values.
Note on K476: gepadmin: 1. If you choose "Full Conversion" then Column BA (AMOUNT) and Column BB (TAXES) BOTH values will be convert based on selected Currency in (Column L). 2. If you choose "Partial Conversion" then Column BA (AMOUNT) only will be converted based on selected currency (Column L) and Column BB (TAXES) value (INR) will be added to the converted values.
Note on K477: gepadmin: 1. If you choose "Full Conversion" then Column BA (AMOUNT) and Column BB (TAXES) BOTH values will be convert based on selected Currency in (Column L). 2. If you choose "Partial Conversion" then Column BA (AMOUNT) only will be converted based on selected currency (Column L) and Column BB (TAXES) value (INR) will be added to the converted values.
Note on K478: gepadmin: 1. If you choose "Full Conversion" then Column BA (AMOUNT) and Column BB (TAXES) BOTH values will be convert based on selected Currency in (Column L). 2. If you choose "Partial Conversion" then Column BA (AMOUNT) only will be converted based on selected currency (Column L) and Column BB (TAXES) value (INR) will be added to the converted values.
Note on K479: gepadmin: 1. If you choose "Full Conversion" then Column BA (AMOUNT) and Column BB (TAXES) BOTH values will be convert based on selected Currency in (Column L). 2. If you choose "Partial Conversion" then Column BA (AMOUNT) only will be converted based on selected currency (Column L) and Column BB (TAXES) value (INR) will be added to the converted values.
Note on K480: gepadmin: 1. If you choose "Full Conversion" then Column BA (AMOUNT) and Column BB (TAXES) BOTH values will be convert based on selected Currency in (Column L). 2. If you choose "Partial Conversion" then Column BA (AMOUNT) only will be converted based on selected currency (Column L) and Column BB (TAXES) value (INR) will be added to the converted values.
Note on K481: gepadmin: 1. If you choose "Full Conversion" then Column BA (AMOUNT) and Column BB (TAXES) BOTH values will be convert based on selected Currency in (Column L). 2. If you choose "Partial Conversion" then Column BA (AMOUNT) only will be converted based on selected currency (Column L) and Column BB (TAXES) value (INR) will be added to the converted values.
Note on K482: gepadmin: 1. If you choose "Full Conversion" then Column BA (AMOUNT) and Column BB (TAXES) BOTH values will be convert based on selected Currency in (Column L). 2. If you choose "Partial Conversion" then Column BA (AMOUNT) only will be converted based on selected currency (Column L) and Column BB (TAXES) value (INR) will be added to the converted values.
Note on K483: gepadmin: 1. If you choose "Full Conversion" then Column BA (AMOUNT) and Column BB (TAXES) BOTH values will be convert based on selected Currency in (Column L). 2. If you choose "Partial Conversion" then Column BA (AMOUNT) only will be converted based on selected currency (Column L) and Column BB (TAXES) value (INR) will be added to the converted values.
Note on K484: gepadmin: 1. If you choose "Full Conversion" then Column BA (AMOUNT) and Column BB (TAXES) BOTH values will be convert based on selected Currency in (Column L). 2. If you choose "Partial Conversion" then Column BA (AMOUNT) only will be converted based on selected currency (Column L) and Column BB (TAXES) value (INR) will be added to the converted values.
Note on K485: gepadmin: 1. If you choose "Full Conversion" then Column BA (AMOUNT) and Column BB (TAXES) BOTH values will be convert based on selected Currency in (Column L). 2. If you choose "Partial Conversion" then Column BA (AMOUNT) only will be converted based on selected currency (Column L) and Column BB (TAXES) value (INR) will be added to the converted values.
Note on K486: gepadmin: 1. If you choose "Full Conversion" then Column BA (AMOUNT) and Column BB (TAXES) BOTH values will be convert based on selected Currency in (Column L). 2. If you choose "Partial Conversion" then Column BA (AMOUNT) only will be converted based on selected currency (Column L) and Column BB (TAXES) value (INR) will be added to the converted values.
Note on K487: gepadmin: 1. If you choose "Full Conversion" then Column BA (AMOUNT) and Column BB (TAXES) BOTH values will be convert based on selected Currency in (Column L). 2. If you choose "Partial Conversion" then Column BA (AMOUNT) only will be converted based on selected currency (Column L) and Column BB (TAXES) value (INR) will be added to the converted values.
Note on K488: gepadmin: 1. If you choose "Full Conversion" then Column BA (AMOUNT) and Column BB (TAXES) BOTH values will be convert based on selected Currency in (Column L). 2. If you choose "Partial Conversion" then Column BA (AMOUNT) only will be converted based on selected currency (Column L) and Column BB (TAXES) value (INR) will be added to the converted values.
Note on K489: gepadmin: 1. If you choose "Full Conversion" then Column BA (AMOUNT) and Column BB (TAXES) BOTH values will be convert based on selected Currency in (Column L). 2. If you choose "Partial Conversion" then Column BA (AMOUNT) only will be converted based on selected currency (Column L) and Column BB (TAXES) value (INR) will be added to the converted values.
Note on K490: gepadmin: 1. If you choose "Full Conversion" then Column BA (AMOUNT) and Column BB (TAXES) BOTH values will be convert based on selected Currency in (Column L). 2. If you choose "Partial Conversion" then Column BA (AMOUNT) only will be converted based on selected currency (Column L) and Column BB (TAXES) value (INR) will be added to the converted values.
Note on K491: gepadmin: 1. If you choose "Full Conversion" then Column BA (AMOUNT) and Column BB (TAXES) BOTH values will be convert based on selected Currency in (Column L). 2. If you choose "Partial Conversion" then Column BA (AMOUNT) only will be converted based on selected currency (Column L) and Column BB (TAXES) value (INR) will be added to the converted values.
Note on K492: gepadmin: 1. If you choose "Full Conversion" then Column BA (AMOUNT) and Column BB (TAXES) BOTH values will be convert based on selected Currency in (Column L). 2. If you choose "Partial Conversion" then Column BA (AMOUNT) only will be converted based on selected currency (Column L) and Column BB (TAXES) value (INR) will be added to the converted values.
Note on K493: gepadmin: 1. If you choose "Full Conversion" then Column BA (AMOUNT) and Column BB (TAXES) BOTH values will be convert based on selected Currency in (Column L). 2. If you choose "Partial Conversion" then Column BA (AMOUNT) only will be converted based on selected currency (Column L) and Column BB (TAXES) value (INR) will be added to the converted values.
Note on K494: gepadmin: 1. If you choose "Full Conversion" then Column BA (AMOUNT) and Column BB (TAXES) BOTH values will be convert based on selected Currency in (Column L). 2. If you choose "Partial Conversion" then Column BA (AMOUNT) only will be converted based on selected currency (Column L) and Column BB (TAXES) value (INR) will be added to the converted values.
Note on K495: gepadmin: 1. If you choose "Full Conversion" then Column BA (AMOUNT) and Column BB (TAXES) BOTH values will be convert based on selected Currency in (Column L). 2. If you choose "Partial Conversion" then Column BA (AMOUNT) only will be converted based on selected currency (Column L) and Column BB (TAXES) value (INR) will be added to the converted values.
Note on K496: gepadmin: 1. If you choose "Full Conversion" then Column BA (AMOUNT) and Column BB (TAXES) BOTH values will be convert based on selected Currency in (Column L). 2. If you choose "Partial Conversion" then Column BA (AMOUNT) only will be converted based on selected currency (Column L) and Column BB (TAXES) value (INR) will be added to the converted values.
Note on K497: gepadmin: 1. If you choose "Full Conversion" then Column BA (AMOUNT) and Column BB (TAXES) BOTH values will be convert based on selected Currency in (Column L). 2. If you choose "Partial Conversion" then Column BA (AMOUNT) only will be converted based on selected currency (Column L) and Column BB (TAXES) value (INR) will be added to the converted values.
Note on K498: gepadmin: 1. If you choose "Full Conversion" then Column BA (AMOUNT) and Column BB (TAXES) BOTH values will be convert based on selected Currency in (Column L). 2. If you choose "Partial Conversion" then Column BA (AMOUNT) only will be converted based on selected currency (Column L) and Column BB (TAXES) value (INR) will be added to the converted values.
Note on K499: gepadmin: 1. If you choose "Full Conversion" then Column BA (AMOUNT) and Column BB (TAXES) BOTH values will be convert based on selected Currency in (Column L). 2. If you choose "Partial Conversion" then Column BA (AMOUNT) only will be converted based on selected currency (Column L) and Column BB (TAXES) value (INR) will be added to the converted values.
Note on K500: gepadmin: 1. If you choose "Full Conversion" then Column BA (AMOUNT) and Column BB (TAXES) BOTH values will be convert based on selected Currency in (Column L). 2. If you choose "Partial Conversion" then Column BA (AMOUNT) only will be converted based on selected currency (Column L) and Column BB (TAXES) value (INR) will be added to the converted values.
Note on K501: gepadmin: 1. If you choose "Full Conversion" then Column BA (AMOUNT) and Column BB (TAXES) BOTH values will be convert based on selected Currency in (Column L). 2. If you choose "Partial Conversion" then Column BA (AMOUNT) only will be converted based on selected currency (Column L) and Column BB (TAXES) value (INR) will be added to the converted values.
Note on K502: gepadmin: 1. If you choose "Full Conversion" then Column BA (AMOUNT) and Column BB (TAXES) BOTH values will be convert based on selected Currency in (Column L). 2. If you choose "Partial Conversion" then Column BA (AMOUNT) only will be converted based on selected currency (Column L) and Column BB (TAXES) value (INR) will be added to the converted values.
Note on K503: gepadmin: 1. If you choose "Full Conversion" then Column BA (AMOUNT) and Column BB (TAXES) BOTH values will be convert based on selected Currency in (Column L). 2. If you choose "Partial Conversion" then Column BA (AMOUNT) only will be converted based on selected currency (Column L) and Column BB (TAXES) value (INR) will be added to the converted values.
Note on K504: gepadmin: 1. If you choose "Full Conversion" then Column BA (AMOUNT) and Column BB (TAXES) BOTH values will be convert based on selected Currency in (Column L). 2. If you choose "Partial Conversion" then Column BA (AMOUNT) only will be converted based on selected currency (Column L) and Column BB (TAXES) value (INR) will be added to the converted values.
Note on K505: gepadmin: 1. If you choose "Full Conversion" then Column BA (AMOUNT) and Column BB (TAXES) BOTH values will be convert based on selected Currency in (Column L). 2. If you choose "Partial Conversion" then Column BA (AMOUNT) only will be converted based on selected currency (Column L) and Column BB (TAXES) value (INR) will be added to the converted values.
Note on K506: gepadmin: 1. If you choose "Full Conversion" then Column BA (AMOUNT) and Column BB (TAXES) BOTH values will be convert based on selected Currency in (Column L). 2. If you choose "Partial Conversion" then Column BA (AMOUNT) only will be converted based on selected currency (Column L) and Column BB (TAXES) value (INR) will be added to the converted values.
Note on K507: gepadmin: 1. If you choose "Full Conversion" then Column BA (AMOUNT) and Column BB (TAXES) BOTH values will be convert based on selected Currency in (Column L). 2. If you choose "Partial Conversion" then Column BA (AMOUNT) only will be converted based on selected currency (Column L) and Column BB (TAXES) value (INR) will be added to the converted values.
Note on K508: gepadmin: 1. If you choose "Full Conversion" then Column BA (AMOUNT) and Column BB (TAXES) BOTH values will be convert based on selected Currency in (Column L). 2. If you choose "Partial Conversion" then Column BA (AMOUNT) only will be converted based on selected currency (Column L) and Column BB (TAXES) value (INR) will be added to the converted values.
Note on K509: gepadmin: 1. If you choose "Full Conversion" then Column BA (AMOUNT) and Column BB (TAXES) BOTH values will be convert based on selected Currency in (Column L). 2. If you choose "Partial Conversion" then Column BA (AMOUNT) only will be converted based on selected currency (Column L) and Column BB (TAXES) value (INR) will be added to the converted values.
Note on K510: gepadmin: 1. If you choose "Full Conversion" then Column BA (AMOUNT) and Column BB (TAXES) BOTH values will be convert based on selected Currency in (Column L). 2. If you choose "Partial Conversion" then Column BA (AMOUNT) only will be converted based on selected currency (Column L) and Column BB (TAXES) value (INR) will be added to the converted values.
Note on K511: gepadmin: 1. If you choose "Full Conversion" then Column BA (AMOUNT) and Column BB (TAXES) BOTH values will be convert based on selected Currency in (Column L). 2. If you choose "Partial Conversion" then Column BA (AMOUNT) only will be converted based on selected currency (Column L) and Column BB (TAXES) value (INR) will be added to the converted values.
Note on K512: gepadmin: 1. If you choose "Full Conversion" then Column BA (AMOUNT) and Column BB (TAXES) BOTH values will be convert based on selected Currency in (Column L). 2. If you choose "Partial Conversion" then Column BA (AMOUNT) only will be converted based on selected currency (Column L) and Column BB (TAXES) value (INR) will be added to the converted values.
Note on K513: gepadmin: 1. If you choose "Full Conversion" then Column BA (AMOUNT) and Column BB (TAXES) BOTH values will be convert based on selected Currency in (Column L). 2. If you choose "Partial Conversion" then Column BA (AMOUNT) only will be converted based on selected currency (Column L) and Column BB (TAXES) value (INR) will be added to the converted values.
Note on K514: gepadmin: 1. If you choose "Full Conversion" then Column BA (AMOUNT) and Column BB (TAXES) BOTH values will be convert based on selected Currency in (Column L). 2. If you choose "Partial Conversion" then Column BA (AMOUNT) only will be converted based on selected currency (Column L) and Column BB (TAXES) value (INR) will be added to the converted values.
Note on K515: gepadmin: 1. If you choose "Full Conversion" then Column BA (AMOUNT) and Column BB (TAXES) BOTH values will be convert based on selected Currency in (Column L). 2. If you choose "Partial Conversion" then Column BA (AMOUNT) only will be converted based on selected currency (Column L) and Column BB (TAXES) value (INR) will be added to the converted values.
Note on K516: gepadmin: 1. If you choose "Full Conversion" then Column BA (AMOUNT) and Column BB (TAXES) BOTH values will be convert based on selected Currency in (Column L). 2. If you choose "Partial Conversion" then Column BA (AMOUNT) only will be converted based on selected currency (Column L) and Column BB (TAXES) value (INR) will be added to the converted values.
Note on K517: gepadmin: 1. If you choose "Full Conversion" then Column BA (AMOUNT) and Column BB (TAXES) BOTH values will be convert based on selected Currency in (Column L). 2. If you choose "Partial Conversion" then Column BA (AMOUNT) only will be converted based on selected currency (Column L) and Column BB (TAXES) value (INR) will be added to the converted values.
Note on K518: gepadmin: 1. If you choose "Full Conversion" then Column BA (AMOUNT) and Column BB (TAXES) BOTH values will be convert based on selected Currency in (Column L). 2. If you choose "Partial Conversion" then Column BA (AMOUNT) only will be converted based on selected currency (Column L) and Column BB (TAXES) value (INR) will be added to the converted values.
Note on K519: gepadmin: 1. If you choose "Full Conversion" then Column BA (AMOUNT) and Column BB (TAXES) BOTH values will be convert based on selected Currency in (Column L). 2. If you choose "Partial Conversion" then Column BA (AMOUNT) only will be converted based on selected currency (Column L) and Column BB (TAXES) value (INR) will be added to the converted values.
Note on K520: gepadmin: 1. If you choose "Full Conversion" then Column BA (AMOUNT) and Column BB (TAXES) BOTH values will be convert based on selected Currency in (Column L). 2. If you choose "Partial Conversion" then Column BA (AMOUNT) only will be converted based on selected currency (Column L) and Column BB (TAXES) value (INR) will be added to the converted values.
Note on K521: gepadmin: 1. If you choose "Full Conversion" then Column BA (AMOUNT) and Column BB (TAXES) BOTH values will be convert based on selected Currency in (Column L). 2. If you choose "Partial Conversion" then Column BA (AMOUNT) only will be converted based on selected currency (Column L) and Column BB (TAXES) value (INR) will be added to the converted values.
Note on K522: gepadmin: 1. If you choose "Full Conversion" then Column BA (AMOUNT) and Column BB (TAXES) BOTH values will be convert based on selected Currency in (Column L). 2. If you choose "Partial Conversion" then Column BA (AMOUNT) only will be converted based on selected currency (Column L) and Column BB (TAXES) value (INR) will be added to the converted values.
Note on K523: gepadmin: 1. If you choose "Full Conversion" then Column BA (AMOUNT) and Column BB (TAXES) BOTH values will be convert based on selected Currency in (Column L). 2. If you choose "Partial Conversion" then Column BA (AMOUNT) only will be converted based on selected currency (Column L) and Column BB (TAXES) value (INR) will be added to the converted values.
Note on K524: gepadmin: 1. If you choose "Full Conversion" then Column BA (AMOUNT) and Column BB (TAXES) BOTH values will be convert based on selected Currency in (Column L). 2. If you choose "Partial Conversion" then Column BA (AMOUNT) only will be converted based on selected currency (Column L) and Column BB (TAXES) value (INR) will be added to the converted values.
Note on K525: gepadmin: 1. If you choose "Full Conversion" then Column BA (AMOUNT) and Column BB (TAXES) BOTH values will be convert based on selected Currency in (Column L). 2. If you choose "Partial Conversion" then Column BA (AMOUNT) only will be converted based on selected currency (Column L) and Column BB (TAXES) value (INR) will be added to the converted values.
Note on K526: gepadmin: 1. If you choose "Full Conversion" then Column BA (AMOUNT) and Column BB (TAXES) BOTH values will be convert based on selected Currency in (Column L). 2. If you choose "Partial Conversion" then Column BA (AMOUNT) only will be converted based on selected currency (Column L) and Column BB (TAXES) value (INR) will be added to the converted values.
Note on K527: gepadmin: 1. If you choose "Full Conversion" then Column BA (AMOUNT) and Column BB (TAXES) BOTH values will be convert based on selected Currency in (Column L). 2. If you choose "Partial Conversion" then Column BA (AMOUNT) only will be converted based on selected currency (Column L) and Column BB (TAXES) value (INR) will be added to the converted values.
Note on K528: gepadmin: 1. If you choose "Full Conversion" then Column BA (AMOUNT) and Column BB (TAXES) BOTH values will be convert based on selected Currency in (Column L). 2. If you choose "Partial Conversion" then Column BA (AMOUNT) only will be converted based on selected currency (Column L) and Column BB (TAXES) value (INR) will be added to the converted values.
Note on K529: gepadmin: 1. If you choose "Full Conversion" then Column BA (AMOUNT) and Column BB (TAXES) BOTH values will be convert based on selected Currency in (Column L). 2. If you choose "Partial Conversion" then Column BA (AMOUNT) only will be converted based on selected currency (Column L) and Column BB (TAXES) value (INR) will be added to the converted values.
Note on K530: gepadmin: 1. If you choose "Full Conversion" then Column BA (AMOUNT) and Column BB (TAXES) BOTH values will be convert based on selected Currency in (Column L). 2. If you choose "Partial Conversion" then Column BA (AMOUNT) only will be converted based on selected currency (Column L) and Column BB (TAXES) value (INR) will be added to the converted values.
Note on K531: gepadmin: 1. If you choose "Full Conversion" then Column BA (AMOUNT) and Column BB (TAXES) BOTH values will be convert based on selected Currency in (Column L). 2. If you choose "Partial Conversion" then Column BA (AMOUNT) only will be converted based on selected currency (Column L) and Column BB (TAXES) value (INR) will be added to the converted values.
Note on K532: gepadmin: 1. If you choose "Full Conversion" then Column BA (AMOUNT) and Column BB (TAXES) BOTH values will be convert based on selected Currency in (Column L). 2. If you choose "Partial Conversion" then Column BA (AMOUNT) only will be converted based on selected currency (Column L) and Column BB (TAXES) value (INR) will be added to the converted values.
Note on K533: gepadmin: 1. If you choose "Full Conversion" then Column BA (AMOUNT) and Column BB (TAXES) BOTH values will be convert based on selected Currency in (Column L). 2. If you choose "Partial Conversion" then Column BA (AMOUNT) only will be converted based on selected currency (Column L) and Column BB (TAXES) value (INR) will be added to the converted values.
Note on K534: gepadmin: 1. If you choose "Full Conversion" then Column BA (AMOUNT) and Column BB (TAXES) BOTH values will be convert based on selected Currency in (Column L). 2. If you choose "Partial Conversion" then Column BA (AMOUNT) only will be converted based on selected currency (Column L) and Column BB (TAXES) value (INR) will be added to the converted values.
Note on K535: gepadmin: 1. If you choose "Full Conversion" then Column BA (AMOUNT) and Column BB (TAXES) BOTH values will be convert based on selected Currency in (Column L). 2. If you choose "Partial Conversion" then Column BA (AMOUNT) only will be converted based on selected currency (Column L) and Column BB (TAXES) value (INR) will be added to the converted values.
Note on K536: gepadmin: 1. If you choose "Full Conversion" then Column BA (AMOUNT) and Column BB (TAXES) BOTH values will be convert based on selected Currency in (Column L). 2. If you choose "Partial Conversion" then Column BA (AMOUNT) only will be converted based on selected currency (Column L) and Column BB (TAXES) value (INR) will be added to the converted values.
Note on K537: gepadmin: 1. If you choose "Full Conversion" then Column BA (AMOUNT) and Column BB (TAXES) BOTH values will be convert based on selected Currency in (Column L). 2. If you choose "Partial Conversion" then Column BA (AMOUNT) only will be converted based on selected currency (Column L) and Column BB (TAXES) value (INR) will be added to the converted values.
Note on K538: gepadmin: 1. If you choose "Full Conversion" then Column BA (AMOUNT) and Column BB (TAXES) BOTH values will be convert based on selected Currency in (Column L). 2. If you choose "Partial Conversion" then Column BA (AMOUNT) only will be converted based on selected currency (Column L) and Column BB (TAXES) value (INR) will be added to the converted values.
Note on K539: gepadmin: 1. If you choose "Full Conversion" then Column BA (AMOUNT) and Column BB (TAXES) BOTH values will be convert based on selected Currency in (Column L). 2. If you choose "Partial Conversion" then Column BA (AMOUNT) only will be converted based on selected currency (Column L) and Column BB (TAXES) value (INR) will be added to the converted values.
Note on K540: gepadmin: 1. If you choose "Full Conversion" then Column BA (AMOUNT) and Column BB (TAXES) BOTH values will be convert based on selected Currency in (Column L). 2. If you choose "Partial Conversion" then Column BA (AMOUNT) only will be converted based on selected currency (Column L) and Column BB (TAXES) value (INR) will be added to the converted values.
Note on K541: gepadmin: 1. If you choose "Full Conversion" then Column BA (AMOUNT) and Column BB (TAXES) BOTH values will be convert based on selected Currency in (Column L). 2. If you choose "Partial Conversion" then Column BA (AMOUNT) only will be converted based on selected currency (Column L) and Column BB (TAXES) value (INR) will be added to the converted values.
Note on K542: gepadmin: 1. If you choose "Full Conversion" then Column BA (AMOUNT) and Column BB (TAXES) BOTH values will be convert based on selected Currency in (Column L). 2. If you choose "Partial Conversion" then Column BA (AMOUNT) only will be converted based on selected currency (Column L) and Column BB (TAXES) value (INR) will be added to the converted values.
Note on K543: gepadmin: 1. If you choose "Full Conversion" then Column BA (AMOUNT) and Column BB (TAXES) BOTH values will be convert based on selected Currency in (Column L). 2. If you choose "Partial Conversion" then Column BA (AMOUNT) only will be converted based on selected currency (Column L) and Column BB (TAXES) value (INR) will be added to the converted values.
Note on K544: gepadmin: 1. If you choose "Full Conversion" then Column BA (AMOUNT) and Column BB (TAXES) BOTH values will be convert based on selected Currency in (Column L). 2. If you choose "Partial Conversion" then Column BA (AMOUNT) only will be converted based on selected currency (Column L) and Column BB (TAXES) value (INR) will be added to the converted values.
Note on K545: gepadmin: 1. If you choose "Full Conversion" then Column BA (AMOUNT) and Column BB (TAXES) BOTH values will be convert based on selected Currency in (Column L). 2. If you choose "Partial Conversion" then Column BA (AMOUNT) only will be converted based on selected currency (Column L) and Column BB (TAXES) value (INR) will be added to the converted values.
Note on K546: gepadmin: 1. If you choose "Full Conversion" then Column BA (AMOUNT) and Column BB (TAXES) BOTH values will be convert based on selected Currency in (Column L). 2. If you choose "Partial Conversion" then Column BA (AMOUNT) only will be converted based on selected currency (Column L) and Column BB (TAXES) value (INR) will be added to the converted values.
Note on K547: gepadmin: 1. If you choose "Full Conversion" then Column BA (AMOUNT) and Column BB (TAXES) BOTH values will be convert based on selected Currency in (Column L). 2. If you choose "Partial Conversion" then Column BA (AMOUNT) only will be converted based on selected currency (Column L) and Column BB (TAXES) value (INR) will be added to the converted values.
Note on K548: gepadmin: 1. If you choose "Full Conversion" then Column BA (AMOUNT) and Column BB (TAXES) BOTH values will be convert based on selected Currency in (Column L). 2. If you choose "Partial Conversion" then Column BA (AMOUNT) only will be converted based on selected currency (Column L) and Column BB (TAXES) value (INR) will be added to the converted values.
Note on K549: gepadmin: 1. If you choose "Full Conversion" then Column BA (AMOUNT) and Column BB (TAXES) BOTH values will be convert based on selected Currency in (Column L). 2. If you choose "Partial Conversion" then Column BA (AMOUNT) only will be converted based on selected currency (Column L) and Column BB (TAXES) value (INR) will be added to the converted values.
Note on K550: gepadmin: 1. If you choose "Full Conversion" then Column BA (AMOUNT) and Column BB (TAXES) BOTH values will be convert based on selected Currency in (Column L). 2. If you choose "Partial Conversion" then Column BA (AMOUNT) only will be converted based on selected currency (Column L) and Column BB (TAXES) value (INR) will be added to the converted values.
Note on K551: gepadmin: 1. If you choose "Full Conversion" then Column BA (AMOUNT) and Column BB (TAXES) BOTH values will be convert based on selected Currency in (Column L). 2. If you choose "Partial Conversion" then Column BA (AMOUNT) only will be converted based on selected currency (Column L) and Column BB (TAXES) value (INR) will be added to the converted values.
Note on K552: gepadmin: 1. If you choose "Full Conversion" then Column BA (AMOUNT) and Column BB (TAXES) BOTH values will be convert based on selected Currency in (Column L). 2. If you choose "Partial Conversion" then Column BA (AMOUNT) only will be converted based on selected currency (Column L) and Column BB (TAXES) value (INR) will be added to the converted values.
Note on K553: gepadmin: 1. If you choose "Full Conversion" then Column BA (AMOUNT) and Column BB (TAXES) BOTH values will be convert based on selected Currency in (Column L). 2. If you choose "Partial Conversion" then Column BA (AMOUNT) only will be converted based on selected currency (Column L) and Column BB (TAXES) value (INR) will be added to the converted values.
Note on K554: gepadmin: 1. If you choose "Full Conversion" then Column BA (AMOUNT) and Column BB (TAXES) BOTH values will be convert based on selected Currency in (Column L). 2. If you choose "Partial Conversion" then Column BA (AMOUNT) only will be converted based on selected currency (Column L) and Column BB (TAXES) value (INR) will be added to the converted values.
Note on K555: gepadmin: 1. If you choose "Full Conversion" then Column BA (AMOUNT) and Column BB (TAXES) BOTH values will be convert based on selected Currency in (Column L). 2. If you choose "Partial Conversion" then Column BA (AMOUNT) only will be converted based on selected currency (Column L) and Column BB (TAXES) value (INR) will be added to the converted values.
Note on K556: gepadmin: 1. If you choose "Full Conversion" then Column BA (AMOUNT) and Column BB (TAXES) BOTH values will be convert based on selected Currency in (Column L). 2. If you choose "Partial Conversion" then Column BA (AMOUNT) only will be converted based on selected currency (Column L) and Column BB (TAXES) value (INR) will be added to the converted values.
Note on K557: gepadmin: 1. If you choose "Full Conversion" then Column BA (AMOUNT) and Column BB (TAXES) BOTH values will be convert based on selected Currency in (Column L). 2. If you choose "Partial Conversion" then Column BA (AMOUNT) only will be converted based on selected currency (Column L) and Column BB (TAXES) value (INR) will be added to the converted values.
Note on K558: gepadmin: 1. If you choose "Full Conversion" then Column BA (AMOUNT) and Column BB (TAXES) BOTH values will be convert based on selected Currency in (Column L). 2. If you choose "Partial Conversion" then Column BA (AMOUNT) only will be converted based on selected currency (Column L) and Column BB (TAXES) value (INR) will be added to the converted values.
Note on K559: gepadmin: 1. If you choose "Full Conversion" then Column BA (AMOUNT) and Column BB (TAXES) BOTH values will be convert based on selected Currency in (Column L). 2. If you choose "Partial Conversion" then Column BA (AMOUNT) only will be converted based on selected currency (Column L) and Column BB (TAXES) value (INR) will be added to the converted values.
Note on K560: gepadmin: 1. If you choose "Full Conversion" then Column BA (AMOUNT) and Column BB (TAXES) BOTH values will be convert based on selected Currency in (Column L). 2. If you choose "Partial Conversion" then Column BA (AMOUNT) only will be converted based on selected currency (Column L) and Column BB (TAXES) value (INR) will be added to the converted values.
Note on K561: gepadmin: 1. If you choose "Full Conversion" then Column BA (AMOUNT) and Column BB (TAXES) BOTH values will be convert based on selected Currency in (Column L). 2. If you choose "Partial Conversion" then Column BA (AMOUNT) only will be converted based on selected currency (Column L) and Column BB (TAXES) value (INR) will be added to the converted values.
Note on K562: gepadmin: 1. If you choose "Full Conversion" then Column BA (AMOUNT) and Column BB (TAXES) BOTH values will be convert based on selected Currency in (Column L). 2. If you choose "Partial Conversion" then Column BA (AMOUNT) only will be converted based on selected currency (Column L) and Column BB (TAXES) value (INR) will be added to the converted values.
Note on K563: gepadmin: 1. If you choose "Full Conversion" then Column BA (AMOUNT) and Column BB (TAXES) BOTH values will be convert based on selected Currency in (Column L). 2. If you choose "Partial Conversion" then Column BA (AMOUNT) only will be converted based on selected currency (Column L) and Column BB (TAXES) value (INR) will be added to the converted values.
Note on K564: gepadmin: 1. If you choose "Full Conversion" then Column BA (AMOUNT) and Column BB (TAXES) BOTH values will be convert based on selected Currency in (Column L). 2. If you choose "Partial Conversion" then Column BA (AMOUNT) only will be converted based on selected currency (Column L) and Column BB (TAXES) value (INR) will be added to the converted values.
Note on K565: gepadmin: 1. If you choose "Full Conversion" then Column BA (AMOUNT) and Column BB (TAXES) BOTH values will be convert based on selected Currency in (Column L). 2. If you choose "Partial Conversion" then Column BA (AMOUNT) only will be converted based on selected currency (Column L) and Column BB (TAXES) value (INR) will be added to the converted values.
Note on K566: gepadmin: 1. If you choose "Full Conversion" then Column BA (AMOUNT) and Column BB (TAXES) BOTH values will be convert based on selected Currency in (Column L). 2. If you choose "Partial Conversion" then Column BA (AMOUNT) only will be converted based on selected currency (Column L) and Column BB (TAXES) value (INR) will be added to the converted values.
Note on K567: gepadmin: 1. If you choose "Full Conversion" then Column BA (AMOUNT) and Column BB (TAXES) BOTH values will be convert based on selected Currency in (Column L). 2. If you choose "Partial Conversion" then Column BA (AMOUNT) only will be converted based on selected currency (Column L) and Column BB (TAXES) value (INR) will be added to the converted values.
Note on K568: gepadmin: 1. If you choose "Full Conversion" then Column BA (AMOUNT) and Column BB (TAXES) BOTH values will be convert based on selected Currency in (Column L). 2. If you choose "Partial Conversion" then Column BA (AMOUNT) only will be converted based on selected currency (Column L) and Column BB (TAXES) value (INR) will be added to the converted values.
Note on K569: gepadmin: 1. If you choose "Full Conversion" then Column BA (AMOUNT) and Column BB (TAXES) BOTH values will be convert based on selected Currency in (Column L). 2. If you choose "Partial Conversion" then Column BA (AMOUNT) only will be converted based on selected currency (Column L) and Column BB (TAXES) value (INR) will be added to the converted values.
Note on K570: gepadmin: 1. If you choose "Full Conversion" then Column BA (AMOUNT) and Column BB (TAXES) BOTH values will be convert based on selected Currency in (Column L). 2. If you choose "Partial Conversion" then Column BA (AMOUNT) only will be converted based on selected currency (Column L) and Column BB (TAXES) value (INR) will be added to the converted values.
Note on K571: gepadmin: 1. If you choose "Full Conversion" then Column BA (AMOUNT) and Column BB (TAXES) BOTH values will be convert based on selected Currency in (Column L). 2. If you choose "Partial Conversion" then Column BA (AMOUNT) only will be converted based on selected currency (Column L) and Column BB (TAXES) value (INR) will be added to the converted values.
Note on K572: gepadmin: 1. If you choose "Full Conversion" then Column BA (AMOUNT) and Column BB (TAXES) BOTH values will be convert based on selected Currency in (Column L). 2. If you choose "Partial Conversion" then Column BA (AMOUNT) only will be converted based on selected currency (Column L) and Column BB (TAXES) value (INR) will be added to the converted values.
Note on K573: gepadmin: 1. If you choose "Full Conversion" then Column BA (AMOUNT) and Column BB (TAXES) BOTH values will be convert based on selected Currency in (Column L). 2. If you choose "Partial Conversion" then Column BA (AMOUNT) only will be converted based on selected currency (Column L) and Column BB (TAXES) value (INR) will be added to the converted values.
Note on K574: gepadmin: 1. If you choose "Full Conversion" then Column BA (AMOUNT) and Column BB (TAXES) BOTH values will be convert based on selected Currency in (Column L). 2. If you choose "Partial Conversion" then Column BA (AMOUNT) only will be converted based on selected currency (Column L) and Column BB (TAXES) value (INR) will be added to the converted values.
Note on K575: gepadmin: 1. If you choose "Full Conversion" then Column BA (AMOUNT) and Column BB (TAXES) BOTH values will be convert based on selected Currency in (Column L). 2. If you choose "Partial Conversion" then Column BA (AMOUNT) only will be converted based on selected currency (Column L) and Column BB (TAXES) value (INR) will be added to the converted values.
Note on K576: gepadmin: 1. If you choose "Full Conversion" then Column BA (AMOUNT) and Column BB (TAXES) BOTH values will be convert based on selected Currency in (Column L). 2. If you choose "Partial Conversion" then Column BA (AMOUNT) only will be converted based on selected currency (Column L) and Column BB (TAXES) value (INR) will be added to the converted values.
Note on K577: gepadmin: 1. If you choose "Full Conversion" then Column BA (AMOUNT) and Column BB (TAXES) BOTH values will be convert based on selected Currency in (Column L). 2. If you choose "Partial Conversion" then Column BA (AMOUNT) only will be converted based on selected currency (Column L) and Column BB (TAXES) value (INR) will be added to the converted values.
Note on K578: gepadmin: 1. If you choose "Full Conversion" then Column BA (AMOUNT) and Column BB (TAXES) BOTH values will be convert based on selected Currency in (Column L). 2. If you choose "Partial Conversion" then Column BA (AMOUNT) only will be converted based on selected currency (Column L) and Column BB (TAXES) value (INR) will be added to the converted values.
Note on K579: gepadmin: 1. If you choose "Full Conversion" then Column BA (AMOUNT) and Column BB (TAXES) BOTH values will be convert based on selected Currency in (Column L). 2. If you choose "Partial Conversion" then Column BA (AMOUNT) only will be converted based on selected currency (Column L) and Column BB (TAXES) value (INR) will be added to the converted values.
Note on K580: gepadmin: 1. If you choose "Full Conversion" then Column BA (AMOUNT) and Column BB (TAXES) BOTH values will be convert based on selected Currency in (Column L). 2. If you choose "Partial Conversion" then Column BA (AMOUNT) only will be converted based on selected currency (Column L) and Column BB (TAXES) value (INR) will be added to the converted values.
Note on K581: gepadmin: 1. If you choose "Full Conversion" then Column BA (AMOUNT) and Column BB (TAXES) BOTH values will be convert based on selected Currency in (Column L). 2. If you choose "Partial Conversion" then Column BA (AMOUNT) only will be converted based on selected currency (Column L) and Column BB (TAXES) value (INR) will be added to the converted values.
Note on K582: gepadmin: 1. If you choose "Full Conversion" then Column BA (AMOUNT) and Column BB (TAXES) BOTH values will be convert based on selected Currency in (Column L). 2. If you choose "Partial Conversion" then Column BA (AMOUNT) only will be converted based on selected currency (Column L) and Column BB (TAXES) value (INR) will be added to the converted values.
Note on K583: gepadmin: 1. If you choose "Full Conversion" then Column BA (AMOUNT) and Column BB (TAXES) BOTH values will be convert based on selected Currency in (Column L). 2. If you choose "Partial Conversion" then Column BA (AMOUNT) only will be converted based on selected currency (Column L) and Column BB (TAXES) value (INR) will be added to the converted values.
Note on K584: gepadmin: 1. If you choose "Full Conversion" then Column BA (AMOUNT) and Column BB (TAXES) BOTH values will be convert based on selected Currency in (Column L). 2. If you choose "Partial Conversion" then Column BA (AMOUNT) only will be converted based on selected currency (Column L) and Column BB (TAXES) value (INR) will be added to the converted values.
Note on K585: gepadmin: 1. If you choose "Full Conversion" then Column BA (AMOUNT) and Column BB (TAXES) BOTH values will be convert based on selected Currency in (Column L). 2. If you choose "Partial Conversion" then Column BA (AMOUNT) only will be converted based on selected currency (Column L) and Column BB (TAXES) value (INR) will be added to the converted values.
Note on K586: gepadmin: 1. If you choose "Full Conversion" then Column BA (AMOUNT) and Column BB (TAXES) BOTH values will be convert based on selected Currency in (Column L). 2. If you choose "Partial Conversion" then Column BA (AMOUNT) only will be converted based on selected currency (Column L) and Column BB (TAXES) value (INR) will be added to the converted values.
Note on K587: gepadmin: 1. If you choose "Full Conversion" then Column BA (AMOUNT) and Column BB (TAXES) BOTH values will be convert based on selected Currency in (Column L). 2. If you choose "Partial Conversion" then Column BA (AMOUNT) only will be converted based on selected currency (Column L) and Column BB (TAXES) value (INR) will be added to the converted values.
Note on K588: gepadmin: 1. If you choose "Full Conversion" then Column BA (AMOUNT) and Column BB (TAXES) BOTH values will be convert based on selected Currency in (Column L). 2. If you choose "Partial Conversion" then Column BA (AMOUNT) only will be converted based on selected currency (Column L) and Column BB (TAXES) value (INR) will be added to the converted values.
Note on K589: gepadmin: 1. If you choose "Full Conversion" then Column BA (AMOUNT) and Column BB (TAXES) BOTH values will be convert based on selected Currency in (Column L). 2. If you choose "Partial Conversion" then Column BA (AMOUNT) only will be converted based on selected currency (Column L) and Column BB (TAXES) value (INR) will be added to the converted values.
Note on K590: gepadmin: 1. If you choose "Full Conversion" then Column BA (AMOUNT) and Column BB (TAXES) BOTH values will be convert based on selected Currency in (Column L). 2. If you choose "Partial Conversion" then Column BA (AMOUNT) only will be converted based on selected currency (Column L) and Column BB (TAXES) value (INR) will be added to the converted values.
Note on K591: gepadmin: 1. If you choose "Full Conversion" then Column BA (AMOUNT) and Column BB (TAXES) BOTH values will be convert based on selected Currency in (Column L). 2. If you choose "Partial Conversion" then Column BA (AMOUNT) only will be converted based on selected currency (Column L) and Column BB (TAXES) value (INR) will be added to the converted values.
Note on K592: gepadmin: 1. If you choose "Full Conversion" then Column BA (AMOUNT) and Column BB (TAXES) BOTH values will be convert based on selected Currency in (Column L). 2. If you choose "Partial Conversion" then Column BA (AMOUNT) only will be converted based on selected currency (Column L) and Column BB (TAXES) value (INR) will be added to the converted values.
Note on K593: gepadmin: 1. If you choose "Full Conversion" then Column BA (AMOUNT) and Column BB (TAXES) BOTH values will be convert based on selected Currency in (Column L). 2. If you choose "Partial Conversion" then Column BA (AMOUNT) only will be converted based on selected currency (Column L) and Column BB (TAXES) value (INR) will be added to the converted values.
Note on K594: gepadmin: 1. If you choose "Full Conversion" then Column BA (AMOUNT) and Column BB (TAXES) BOTH values will be convert based on selected Currency in (Column L). 2. If you choose "Partial Conversion" then Column BA (AMOUNT) only will be converted based on selected currency (Column L) and Column BB (TAXES) value (INR) will be added to the converted values.
Note on K595: gepadmin: 1. If you choose "Full Conversion" then Column BA (AMOUNT) and Column BB (TAXES) BOTH values will be convert based on selected Currency in (Column L). 2. If you choose "Partial Conversion" then Column BA (AMOUNT) only will be converted based on selected currency (Column L) and Column BB (TAXES) value (INR) will be added to the converted values.
Note on K596: gepadmin: 1. If you choose "Full Conversion" then Column BA (AMOUNT) and Column BB (TAXES) BOTH values will be convert based on selected Currency in (Column L). 2. If you choose "Partial Conversion" then Column BA (AMOUNT) only will be converted based on selected currency (Column L) and Column BB (TAXES) value (INR) will be added to the converted values.
Note on K597: gepadmin: 1. If you choose "Full Conversion" then Column BA (AMOUNT) and Column BB (TAXES) BOTH values will be convert based on selected Currency in (Column L). 2. If you choose "Partial Conversion" then Column BA (AMOUNT) only will be converted based on selected currency (Column L) and Column BB (TAXES) value (INR) will be added to the converted values.
Note on K598: gepadmin: 1. If you choose "Full Conversion" then Column BA (AMOUNT) and Column BB (TAXES) BOTH values will be convert based on selected Currency in (Column L). 2. If you choose "Partial Conversion" then Column BA (AMOUNT) only will be converted based on selected currency (Column L) and Column BB (TAXES) value (INR) will be added to the converted values.
Note on K599: gepadmin: 1. If you choose "Full Conversion" then Column BA (AMOUNT) and Column BB (TAXES) BOTH values will be convert based on selected Currency in (Column L). 2. If you choose "Partial Conversion" then Column BA (AMOUNT) only will be converted based on selected currency (Column L) and Column BB (TAXES) value (INR) will be added to the converted values.
Note on K600: gepadmin: 1. If you choose "Full Conversion" then Column BA (AMOUNT) and Column BB (TAXES) BOTH values will be convert based on selected Currency in (Column L). 2. If you choose "Partial Conversion" then Column BA (AMOUNT) only will be converted based on selected currency (Column L) and Column BB (TAXES) value (INR) will be added to the converted values.
Note on K601: gepadmin: 1. If you choose "Full Conversion" then Column BA (AMOUNT) and Column BB (TAXES) BOTH values will be convert based on selected Currency in (Column L). 2. If you choose "Partial Conversion" then Column BA (AMOUNT) only will be converted based on selected currency (Column L) and Column BB (TAXES) value (INR) will be added to the converted values.
Note on K602: gepadmin: 1. If you choose "Full Conversion" then Column BA (AMOUNT) and Column BB (TAXES) BOTH values will be convert based on selected Currency in (Column L). 2. If you choose "Partial Conversion" then Column BA (AMOUNT) only will be converted based on selected currency (Column L) and Column BB (TAXES) value (INR) will be added to the converted values.
Note on K603: gepadmin: 1. If you choose "Full Conversion" then Column BA (AMOUNT) and Column BB (TAXES) BOTH values will be convert based on selected Currency in (Column L). 2. If you choose "Partial Conversion" then Column BA (AMOUNT) only will be converted based on selected currency (Column L) and Column BB (TAXES) value (INR) will be added to the converted values.
Note on K604: gepadmin: 1. If you choose "Full Conversion" then Column BA (AMOUNT) and Column BB (TAXES) BOTH values will be convert based on selected Currency in (Column L). 2. If you choose "Partial Conversion" then Column BA (AMOUNT) only will be converted based on selected currency (Column L) and Column BB (TAXES) value (INR) will be added to the converted values.
Note on K605: gepadmin: 1. If you choose "Full Conversion" then Column BA (AMOUNT) and Column BB (TAXES) BOTH values will be convert based on selected Currency in (Column L). 2. If you choose "Partial Conversion" then Column BA (AMOUNT) only will be converted based on selected currency (Column L) and Column BB (TAXES) value (INR) will be added to the converted values.
Note on K606: gepadmin: 1. If you choose "Full Conversion" then Column BA (AMOUNT) and Column BB (TAXES) BOTH values will be convert based on selected Currency in (Column L). 2. If you choose "Partial Conversion" then Column BA (AMOUNT) only will be converted based on selected currency (Column L) and Column BB (TAXES) value (INR) will be added to the converted values.
Note on K607: gepadmin: 1. If you choose "Full Conversion" then Column BA (AMOUNT) and Column BB (TAXES) BOTH values will be convert based on selected Currency in (Column L). 2. If you choose "Partial Conversion" then Column BA (AMOUNT) only will be converted based on selected currency (Column L) and Column BB (TAXES) value (INR) will be added to the converted values.
Note on K608: gepadmin: 1. If you choose "Full Conversion" then Column BA (AMOUNT) and Column BB (TAXES) BOTH values will be convert based on selected Currency in (Column L). 2. If you choose "Partial Conversion" then Column BA (AMOUNT) only will be converted based on selected currency (Column L) and Column BB (TAXES) value (INR) will be added to the converted values.
Note on K609: gepadmin: 1. If you choose "Full Conversion" then Column BA (AMOUNT) and Column BB (TAXES) BOTH values will be convert based on selected Currency in (Column L). 2. If you choose "Partial Conversion" then Column BA (AMOUNT) only will be converted based on selected currency (Column L) and Column BB (TAXES) value (INR) will be added to the converted values.
Note on K610: gepadmin: 1. If you choose "Full Conversion" then Column BA (AMOUNT) and Column BB (TAXES) BOTH values will be convert based on selected Currency in (Column L). 2. If you choose "Partial Conversion" then Column BA (AMOUNT) only will be converted based on selected currency (Column L) and Column BB (TAXES) value (INR) will be added to the converted values.
Note on K611: gepadmin: 1. If you choose "Full Conversion" then Column BA (AMOUNT) and Column BB (TAXES) BOTH values will be convert based on selected Currency in (Column L). 2. If you choose "Partial Conversion" then Column BA (AMOUNT) only will be converted based on selected currency (Column L) and Column BB (TAXES) value (INR) will be added to the converted values.
Note on K612: gepadmin: 1. If you choose "Full Conversion" then Column BA (AMOUNT) and Column BB (TAXES) BOTH values will be convert based on selected Currency in (Column L). 2. If you choose "Partial Conversion" then Column BA (AMOUNT) only will be converted based on selected currency (Column L) and Column BB (TAXES) value (INR) will be added to the converted values.
Note on K613: gepadmin: 1. If you choose "Full Conversion" then Column BA (AMOUNT) and Column BB (TAXES) BOTH values will be convert based on selected Currency in (Column L). 2. If you choose "Partial Conversion" then Column BA (AMOUNT) only will be converted based on selected currency (Column L) and Column BB (TAXES) value (INR) will be added to the converted values.
Note on K614: gepadmin: 1. If you choose "Full Conversion" then Column BA (AMOUNT) and Column BB (TAXES) BOTH values will be convert based on selected Currency in (Column L). 2. If you choose "Partial Conversion" then Column BA (AMOUNT) only will be converted based on selected currency (Column L) and Column BB (TAXES) value (INR) will be added to the converted values.
Note on K615: gepadmin: 1. If you choose "Full Conversion" then Column BA (AMOUNT) and Column BB (TAXES) BOTH values will be convert based on selected Currency in (Column L). 2. If you choose "Partial Conversion" then Column BA (AMOUNT) only will be converted based on selected currency (Column L) and Column BB (TAXES) value (INR) will be added to the converted values.
Note on K616: gepadmin: 1. If you choose "Full Conversion" then Column BA (AMOUNT) and Column BB (TAXES) BOTH values will be convert based on selected Currency in (Column L). 2. If you choose "Partial Conversion" then Column BA (AMOUNT) only will be converted based on selected currency (Column L) and Column BB (TAXES) value (INR) will be added to the converted values.
Note on K617: gepadmin: 1. If you choose "Full Conversion" then Column BA (AMOUNT) and Column BB (TAXES) BOTH values will be convert based on selected Currency in (Column L). 2. If you choose "Partial Conversion" then Column BA (AMOUNT) only will be converted based on selected currency (Column L) and Column BB (TAXES) value (INR) will be added to the converted values.
Note on K618: gepadmin: 1. If you choose "Full Conversion" then Column BA (AMOUNT) and Column BB (TAXES) BOTH values will be convert based on selected Currency in (Column L). 2. If you choose "Partial Conversion" then Column BA (AMOUNT) only will be converted based on selected currency (Column L) and Column BB (TAXES) value (INR) will be added to the converted values.
Note on K619: gepadmin: 1. If you choose "Full Conversion" then Column BA (AMOUNT) and Column BB (TAXES) BOTH values will be convert based on selected Currency in (Column L). 2. If you choose "Partial Conversion" then Column BA (AMOUNT) only will be converted based on selected currency (Column L) and Column BB (TAXES) value (INR) will be added to the converted values.
Note on K620: gepadmin: 1. If you choose "Full Conversion" then Column BA (AMOUNT) and Column BB (TAXES) BOTH values will be convert based on selected Currency in (Column L). 2. If you choose "Partial Conversion" then Column BA (AMOUNT) only will be converted based on selected currency (Column L) and Column BB (TAXES) value (INR) will be added to the converted values.
Note on K621: gepadmin: 1. If you choose "Full Conversion" then Column BA (AMOUNT) and Column BB (TAXES) BOTH values will be convert based on selected Currency in (Column L). 2. If you choose "Partial Conversion" then Column BA (AMOUNT) only will be converted based on selected currency (Column L) and Column BB (TAXES) value (INR) will be added to the converted values.
Note on K622: gepadmin: 1. If you choose "Full Conversion" then Column BA (AMOUNT) and Column BB (TAXES) BOTH values will be convert based on selected Currency in (Column L). 2. If you choose "Partial Conversion" then Column BA (AMOUNT) only will be converted based on selected currency (Column L) and Column BB (TAXES) value (INR) will be added to the converted values.
Note on K623: gepadmin: 1. If you choose "Full Conversion" then Column BA (AMOUNT) and Column BB (TAXES) BOTH values will be convert based on selected Currency in (Column L). 2. If you choose "Partial Conversion" then Column BA (AMOUNT) only will be converted based on selected currency (Column L) and Column BB (TAXES) value (INR) will be added to the converted values.
Note on K624: gepadmin: 1. If you choose "Full Conversion" then Column BA (AMOUNT) and Column BB (TAXES) BOTH values will be convert based on selected Currency in (Column L). 2. If you choose "Partial Conversion" then Column BA (AMOUNT) only will be converted based on selected currency (Column L) and Column BB (TAXES) value (INR) will be added to the converted values.
Note on K625: gepadmin: 1. If you choose "Full Conversion" then Column BA (AMOUNT) and Column BB (TAXES) BOTH values will be convert based on selected Currency in (Column L). 2. If you choose "Partial Conversion" then Column BA (AMOUNT) only will be converted based on selected currency (Column L) and Column BB (TAXES) value (INR) will be added to the converted values.
Note on K626: gepadmin: 1. If you choose "Full Conversion" then Column BA (AMOUNT) and Column BB (TAXES) BOTH values will be convert based on selected Currency in (Column L). 2. If you choose "Partial Conversion" then Column BA (AMOUNT) only will be converted based on selected currency (Column L) and Column BB (TAXES) value (INR) will be added to the converted values.
Note on K627: gepadmin: 1. If you choose "Full Conversion" then Column BA (AMOUNT) and Column BB (TAXES) BOTH values will be convert based on selected Currency in (Column L). 2. If you choose "Partial Conversion" then Column BA (AMOUNT) only will be converted based on selected currency (Column L) and Column BB (TAXES) value (INR) will be added to the converted values.
Note on K628: gepadmin: 1. If you choose "Full Conversion" then Column BA (AMOUNT) and Column BB (TAXES) BOTH values will be convert based on selected Currency in (Column L). 2. If you choose "Partial Conversion" then Column BA (AMOUNT) only will be converted based on selected currency (Column L) and Column BB (TAXES) value (INR) will be added to the converted values.
Note on K629: gepadmin: 1. If you choose "Full Conversion" then Column BA (AMOUNT) and Column BB (TAXES) BOTH values will be convert based on selected Currency in (Column L). 2. If you choose "Partial Conversion" then Column BA (AMOUNT) only will be converted based on selected currency (Column L) and Column BB (TAXES) value (INR) will be added to the converted values.
Note on K630: gepadmin: 1. If you choose "Full Conversion" then Column BA (AMOUNT) and Column BB (TAXES) BOTH values will be convert based on selected Currency in (Column L). 2. If you choose "Partial Conversion" then Column BA (AMOUNT) only will be converted based on selected currency (Column L) and Column BB (TAXES) value (INR) will be added to the converted values.
Note on K631: gepadmin: 1. If you choose "Full Conversion" then Column BA (AMOUNT) and Column BB (TAXES) BOTH values will be convert based on selected Currency in (Column L). 2. If you choose "Partial Conversion" then Column BA (AMOUNT) only will be converted based on selected currency (Column L) and Column BB (TAXES) value (INR) will be added to the converted values.
Note on K632: gepadmin: 1. If you choose "Full Conversion" then Column BA (AMOUNT) and Column BB (TAXES) BOTH values will be convert based on selected Currency in (Column L). 2. If you choose "Partial Conversion" then Column BA (AMOUNT) only will be converted based on selected currency (Column L) and Column BB (TAXES) value (INR) will be added to the converted values.
Note on K633: gepadmin: 1. If you choose "Full Conversion" then Column BA (AMOUNT) and Column BB (TAXES) BOTH values will be convert based on selected Currency in (Column L). 2. If you choose "Partial Conversion" then Column BA (AMOUNT) only will be converted based on selected currency (Column L) and Column BB (TAXES) value (INR) will be added to the converted values.
Note on K634: gepadmin: 1. If you choose "Full Conversion" then Column BA (AMOUNT) and Column BB (TAXES) BOTH values will be convert based on selected Currency in (Column L). 2. If you choose "Partial Conversion" then Column BA (AMOUNT) only will be converted based on selected currency (Column L) and Column BB (TAXES) value (INR) will be added to the converted values.
Note on K635: gepadmin: 1. If you choose "Full Conversion" then Column BA (AMOUNT) and Column BB (TAXES) BOTH values will be convert based on selected Currency in (Column L). 2. If you choose "Partial Conversion" then Column BA (AMOUNT) only will be converted based on selected currency (Column L) and Column BB (TAXES) value (INR) will be added to the converted values.
Note on K636: gepadmin: 1. If you choose "Full Conversion" then Column BA (AMOUNT) and Column BB (TAXES) BOTH values will be convert based on selected Currency in (Column L). 2. If you choose "Partial Conversion" then Column BA (AMOUNT) only will be converted based on selected currency (Column L) and Column BB (TAXES) value (INR) will be added to the converted values.
Note on K637: gepadmin: 1. If you choose "Full Conversion" then Column BA (AMOUNT) and Column BB (TAXES) BOTH values will be convert based on selected Currency in (Column L). 2. If you choose "Partial Conversion" then Column BA (AMOUNT) only will be converted based on selected currency (Column L) and Column BB (TAXES) value (INR) will be added to the converted values.
Note on K638: gepadmin: 1. If you choose "Full Conversion" then Column BA (AMOUNT) and Column BB (TAXES) BOTH values will be convert based on selected Currency in (Column L). 2. If you choose "Partial Conversion" then Column BA (AMOUNT) only will be converted based on selected currency (Column L) and Column BB (TAXES) value (INR) will be added to the converted values.
Note on K639: gepadmin: 1. If you choose "Full Conversion" then Column BA (AMOUNT) and Column BB (TAXES) BOTH values will be convert based on selected Currency in (Column L). 2. If you choose "Partial Conversion" then Column BA (AMOUNT) only will be converted based on selected currency (Column L) and Column BB (TAXES) value (INR) will be added to the converted values.
Note on K640: gepadmin: 1. If you choose "Full Conversion" then Column BA (AMOUNT) and Column BB (TAXES) BOTH values will be convert based on selected Currency in (Column L). 2. If you choose "Partial Conversion" then Column BA (AMOUNT) only will be converted based on selected currency (Column L) and Column BB (TAXES) value (INR) will be added to the converted values.
Note on K641: gepadmin: 1. If you choose "Full Conversion" then Column BA (AMOUNT) and Column BB (TAXES) BOTH values will be convert based on selected Currency in (Column L). 2. If you choose "Partial Conversion" then Column BA (AMOUNT) only will be converted based on selected currency (Column L) and Column BB (TAXES) value (INR) will be added to the converted values.
Note on K642: gepadmin: 1. If you choose "Full Conversion" then Column BA (AMOUNT) and Column BB (TAXES) BOTH values will be convert based on selected Currency in (Column L). 2. If you choose "Partial Conversion" then Column BA (AMOUNT) only will be converted based on selected currency (Column L) and Column BB (TAXES) value (INR) will be added to the converted values.
Note on K643: gepadmin: 1. If you choose "Full Conversion" then Column BA (AMOUNT) and Column BB (TAXES) BOTH values will be convert based on selected Currency in (Column L). 2. If you choose "Partial Conversion" then Column BA (AMOUNT) only will be converted based on selected currency (Column L) and Column BB (TAXES) value (INR) will be added to the converted values.
Note on K644: gepadmin: 1. If you choose "Full Conversion" then Column BA (AMOUNT) and Column BB (TAXES) BOTH values will be convert based on selected Currency in (Column L). 2. If you choose "Partial Conversion" then Column BA (AMOUNT) only will be converted based on selected currency (Column L) and Column BB (TAXES) value (INR) will be added to the converted values.
Note on K645: gepadmin: 1. If you choose "Full Conversion" then Column BA (AMOUNT) and Column BB (TAXES) BOTH values will be convert based on selected Currency in (Column L). 2. If you choose "Partial Conversion" then Column BA (AMOUNT) only will be converted based on selected currency (Column L) and Column BB (TAXES) value (INR) will be added to the converted values.
Note on K646: gepadmin: 1. If you choose "Full Conversion" then Column BA (AMOUNT) and Column BB (TAXES) BOTH values will be convert based on selected Currency in (Column L). 2. If you choose "Partial Conversion" then Column BA (AMOUNT) only will be converted based on selected currency (Column L) and Column BB (TAXES) value (INR) will be added to the converted values.
Note on K647: gepadmin: 1. If you choose "Full Conversion" then Column BA (AMOUNT) and Column BB (TAXES) BOTH values will be convert based on selected Currency in (Column L). 2. If you choose "Partial Conversion" then Column BA (AMOUNT) only will be converted based on selected currency (Column L) and Column BB (TAXES) value (INR) will be added to the converted values.
Note on K648: gepadmin: 1. If you choose "Full Conversion" then Column BA (AMOUNT) and Column BB (TAXES) BOTH values will be convert based on selected Currency in (Column L). 2. If you choose "Partial Conversion" then Column BA (AMOUNT) only will be converted based on selected currency (Column L) and Column BB (TAXES) value (INR) will be added to the converted values.
Note on K649: gepadmin: 1. If you choose "Full Conversion" then Column BA (AMOUNT) and Column BB (TAXES) BOTH values will be convert based on selected Currency in (Column L). 2. If you choose "Partial Conversion" then Column BA (AMOUNT) only will be converted based on selected currency (Column L) and Column BB (TAXES) value (INR) will be added to the converted values.
Note on K650: gepadmin: 1. If you choose "Full Conversion" then Column BA (AMOUNT) and Column BB (TAXES) BOTH values will be convert based on selected Currency in (Column L). 2. If you choose "Partial Conversion" then Column BA (AMOUNT) only will be converted based on selected currency (Column L) and Column BB (TAXES) value (INR) will be added to the converted values.
Note on K651: gepadmin: 1. If you choose "Full Conversion" then Column BA (AMOUNT) and Column BB (TAXES) BOTH values will be convert based on selected Currency in (Column L). 2. If you choose "Partial Conversion" then Column BA (AMOUNT) only will be converted based on selected currency (Column L) and Column BB (TAXES) value (INR) will be added to the converted values.
Note on K652: gepadmin: 1. If you choose "Full Conversion" then Column BA (AMOUNT) and Column BB (TAXES) BOTH values will be convert based on selected Currency in (Column L). 2. If you choose "Partial Conversion" then Column BA (AMOUNT) only will be converted based on selected currency (Column L) and Column BB (TAXES) value (INR) will be added to the converted values.
Note on K653: gepadmin: 1. If you choose "Full Conversion" then Column BA (AMOUNT) and Column BB (TAXES) BOTH values will be convert based on selected Currency in (Column L). 2. If you choose "Partial Conversion" then Column BA (AMOUNT) only will be converted based on selected currency (Column L) and Column BB (TAXES) value (INR) will be added to the converted values.
Note on K654: gepadmin: 1. If you choose "Full Conversion" then Column BA (AMOUNT) and Column BB (TAXES) BOTH values will be convert based on selected Currency in (Column L). 2. If you choose "Partial Conversion" then Column BA (AMOUNT) only will be converted based on selected currency (Column L) and Column BB (TAXES) value (INR) will be added to the converted values.
Note on K655: gepadmin: 1. If you choose "Full Conversion" then Column BA (AMOUNT) and Column BB (TAXES) BOTH values will be convert based on selected Currency in (Column L). 2. If you choose "Partial Conversion" then Column BA (AMOUNT) only will be converted based on selected currency (Column L) and Column BB (TAXES) value (INR) will be added to the converted values.
Note on K656: gepadmin: 1. If you choose "Full Conversion" then Column BA (AMOUNT) and Column BB (TAXES) BOTH values will be convert based on selected Currency in (Column L). 2. If you choose "Partial Conversion" then Column BA (AMOUNT) only will be converted based on selected currency (Column L) and Column BB (TAXES) value (INR) will be added to the converted values.
Note on K657: gepadmin: 1. If you choose "Full Conversion" then Column BA (AMOUNT) and Column BB (TAXES) BOTH values will be convert based on selected Currency in (Column L). 2. If you choose "Partial Conversion" then Column BA (AMOUNT) only will be converted based on selected currency (Column L) and Column BB (TAXES) value (INR) will be added to the converted values.
Note on K658: gepadmin: 1. If you choose "Full Conversion" then Column BA (AMOUNT) and Column BB (TAXES) BOTH values will be convert based on selected Currency in (Column L). 2. If you choose "Partial Conversion" then Column BA (AMOUNT) only will be converted based on selected currency (Column L) and Column BB (TAXES) value (INR) will be added to the converted values.
Note on K659: gepadmin: 1. If you choose "Full Conversion" then Column BA (AMOUNT) and Column BB (TAXES) BOTH values will be convert based on selected Currency in (Column L). 2. If you choose "Partial Conversion" then Column BA (AMOUNT) only will be converted based on selected currency (Column L) and Column BB (TAXES) value (INR) will be added to the converted values.
Note on K660: gepadmin: 1. If you choose "Full Conversion" then Column BA (AMOUNT) and Column BB (TAXES) BOTH values will be convert based on selected Currency in (Column L). 2. If you choose "Partial Conversion" then Column BA (AMOUNT) only will be converted based on selected currency (Column L) and Column BB (TAXES) value (INR) will be added to the converted values.
Note on K661: gepadmin: 1. If you choose "Full Conversion" then Column BA (AMOUNT) and Column BB (TAXES) BOTH values will be convert based on selected Currency in (Column L). 2. If you choose "Partial Conversion" then Column BA (AMOUNT) only will be converted based on selected currency (Column L) and Column BB (TAXES) value (INR) will be added to the converted values.
Note on K662: gepadmin: 1. If you choose "Full Conversion" then Column BA (AMOUNT) and Column BB (TAXES) BOTH values will be convert based on selected Currency in (Column L). 2. If you choose "Partial Conversion" then Column BA (AMOUNT) only will be converted based on selected currency (Column L) and Column BB (TAXES) value (INR) will be added to the converted values.
Note on K663: gepadmin: 1. If you choose "Full Conversion" then Column BA (AMOUNT) and Column BB (TAXES) BOTH values will be convert based on selected Currency in (Column L). 2. If you choose "Partial Conversion" then Column BA (AMOUNT) only will be converted based on selected currency (Column L) and Column BB (TAXES) value (INR) will be added to the converted values.
Note on K664: gepadmin: 1. If you choose "Full Conversion" then Column BA (AMOUNT) and Column BB (TAXES) BOTH values will be convert based on selected Currency in (Column L). 2. If you choose "Partial Conversion" then Column BA (AMOUNT) only will be converted based on selected currency (Column L) and Column BB (TAXES) value (INR) will be added to the converted values.
Note on K665: gepadmin: 1. If you choose "Full Conversion" then Column BA (AMOUNT) and Column BB (TAXES) BOTH values will be convert based on selected Currency in (Column L). 2. If you choose "Partial Conversion" then Column BA (AMOUNT) only will be converted based on selected currency (Column L) and Column BB (TAXES) value (INR) will be added to the converted values.
Note on K666: gepadmin: 1. If you choose "Full Conversion" then Column BA (AMOUNT) and Column BB (TAXES) BOTH values will be convert based on selected Currency in (Column L). 2. If you choose "Partial Conversion" then Column BA (AMOUNT) only will be converted based on selected currency (Column L) and Column BB (TAXES) value (INR) will be added to the converted values.
Note on K667: gepadmin: 1. If you choose "Full Conversion" then Column BA (AMOUNT) and Column BB (TAXES) BOTH values will be convert based on selected Currency in (Column L). 2. If you choose "Partial Conversion" then Column BA (AMOUNT) only will be converted based on selected currency (Column L) and Column BB (TAXES) value (INR) will be added to the converted values.
Note on K668: gepadmin: 1. If you choose "Full Conversion" then Column BA (AMOUNT) and Column BB (TAXES) BOTH values will be convert based on selected Currency in (Column L). 2. If you choose "Partial Conversion" then Column BA (AMOUNT) only will be converted based on selected currency (Column L) and Column BB (TAXES) value (INR) will be added to the converted values.
Note on K669: gepadmin: 1. If you choose "Full Conversion" then Column BA (AMOUNT) and Column BB (TAXES) BOTH values will be convert based on selected Currency in (Column L). 2. If you choose "Partial Conversion" then Column BA (AMOUNT) only will be converted based on selected currency (Column L) and Column BB (TAXES) value (INR) will be added to the converted values.
Note on K670: gepadmin: 1. If you choose "Full Conversion" then Column BA (AMOUNT) and Column BB (TAXES) BOTH values will be convert based on selected Currency in (Column L). 2. If you choose "Partial Conversion" then Column BA (AMOUNT) only will be converted based on selected currency (Column L) and Column BB (TAXES) value (INR) will be added to the converted values.
Note on K671: gepadmin: 1. If you choose "Full Conversion" then Column BA (AMOUNT) and Column BB (TAXES) BOTH values will be convert based on selected Currency in (Column L). 2. If you choose "Partial Conversion" then Column BA (AMOUNT) only will be converted based on selected currency (Column L) and Column BB (TAXES) value (INR) will be added to the converted values.
Note on K672: gepadmin: 1. If you choose "Full Conversion" then Column BA (AMOUNT) and Column BB (TAXES) BOTH values will be convert based on selected Currency in (Column L). 2. If you choose "Partial Conversion" then Column BA (AMOUNT) only will be converted based on selected currency (Column L) and Column BB (TAXES) value (INR) will be added to the converted values.
Note on K673: gepadmin: 1. If you choose "Full Conversion" then Column BA (AMOUNT) and Column BB (TAXES) BOTH values will be convert based on selected Currency in (Column L). 2. If you choose "Partial Conversion" then Column BA (AMOUNT) only will be converted based on selected currency (Column L) and Column BB (TAXES) value (INR) will be added to the converted values.
Note on K674: gepadmin: 1. If you choose "Full Conversion" then Column BA (AMOUNT) and Column BB (TAXES) BOTH values will be convert based on selected Currency in (Column L). 2. If you choose "Partial Conversion" then Column BA (AMOUNT) only will be converted based on selected currency (Column L) and Column BB (TAXES) value (INR) will be added to the converted values.
Note on K675: gepadmin: 1. If you choose "Full Conversion" then Column BA (AMOUNT) and Column BB (TAXES) BOTH values will be convert based on selected Currency in (Column L). 2. If you choose "Partial Conversion" then Column BA (AMOUNT) only will be converted based on selected currency (Column L) and Column BB (TAXES) value (INR) will be added to the converted values.
Note on K676: gepadmin: 1. If you choose "Full Conversion" then Column BA (AMOUNT) and Column BB (TAXES) BOTH values will be convert based on selected Currency in (Column L). 2. If you choose "Partial Conversion" then Column BA (AMOUNT) only will be converted based on selected currency (Column L) and Column BB (TAXES) value (INR) will be added to the converted values.
Note on K677: gepadmin: 1. If you choose "Full Conversion" then Column BA (AMOUNT) and Column BB (TAXES) BOTH values will be convert based on selected Currency in (Column L). 2. If you choose "Partial Conversion" then Column BA (AMOUNT) only will be converted based on selected currency (Column L) and Column BB (TAXES) value (INR) will be added to the converted values.
Note on K678: gepadmin: 1. If you choose "Full Conversion" then Column BA (AMOUNT) and Column BB (TAXES) BOTH values will be convert based on selected Currency in (Column L). 2. If you choose "Partial Conversion" then Column BA (AMOUNT) only will be converted based on selected currency (Column L) and Column BB (TAXES) value (INR) will be added to the converted values.
Note on K679: gepadmin: 1. If you choose "Full Conversion" then Column BA (AMOUNT) and Column BB (TAXES) BOTH values will be convert based on selected Currency in (Column L). 2. If you choose "Partial Conversion" then Column BA (AMOUNT) only will be converted based on selected currency (Column L) and Column BB (TAXES) value (INR) will be added to the converted values.
Note on K680: gepadmin: 1. If you choose "Full Conversion" then Column BA (AMOUNT) and Column BB (TAXES) BOTH values will be convert based on selected Currency in (Column L). 2. If you choose "Partial Conversion" then Column BA (AMOUNT) only will be converted based on selected currency (Column L) and Column BB (TAXES) value (INR) will be added to the converted values.
Note on K681: gepadmin: 1. If you choose "Full Conversion" then Column BA (AMOUNT) and Column BB (TAXES) BOTH values will be convert based on selected Currency in (Column L). 2. If you choose "Partial Conversion" then Column BA (AMOUNT) only will be converted based on selected currency (Column L) and Column BB (TAXES) value (INR) will be added to the converted values.
Note on K682: gepadmin: 1. If you choose "Full Conversion" then Column BA (AMOUNT) and Column BB (TAXES) BOTH values will be convert based on selected Currency in (Column L). 2. If you choose "Partial Conversion" then Column BA (AMOUNT) only will be converted based on selected currency (Column L) and Column BB (TAXES) value (INR) will be added to the converted values.
Note on K683: gepadmin: 1. If you choose "Full Conversion" then Column BA (AMOUNT) and Column BB (TAXES) BOTH values will be convert based on selected Currency in (Column L). 2. If you choose "Partial Conversion" then Column BA (AMOUNT) only will be converted based on selected currency (Column L) and Column BB (TAXES) value (INR) will be added to the converted values.
Note on K684: gepadmin: 1. If you choose "Full Conversion" then Column BA (AMOUNT) and Column BB (TAXES) BOTH values will be convert based on selected Currency in (Column L). 2. If you choose "Partial Conversion" then Column BA (AMOUNT) only will be converted based on selected currency (Column L) and Column BB (TAXES) value (INR) will be added to the converted values.
Note on K685: gepadmin: 1. If you choose "Full Conversion" then Column BA (AMOUNT) and Column BB (TAXES) BOTH values will be convert based on selected Currency in (Column L). 2. If you choose "Partial Conversion" then Column BA (AMOUNT) only will be converted based on selected currency (Column L) and Column BB (TAXES) value (INR) will be added to the converted values.
Note on K686: gepadmin: 1. If you choose "Full Conversion" then Column BA (AMOUNT) and Column BB (TAXES) BOTH values will be convert based on selected Currency in (Column L). 2. If you choose "Partial Conversion" then Column BA (AMOUNT) only will be converted based on selected currency (Column L) and Column BB (TAXES) value (INR) will be added to the converted values.
Note on K687: gepadmin: 1. If you choose "Full Conversion" then Column BA (AMOUNT) and Column BB (TAXES) BOTH values will be convert based on selected Currency in (Column L). 2. If you choose "Partial Conversion" then Column BA (AMOUNT) only will be converted based on selected currency (Column L) and Column BB (TAXES) value (INR) will be added to the converted values.
Note on K688: gepadmin: 1. If you choose "Full Conversion" then Column BA (AMOUNT) and Column BB (TAXES) BOTH values will be convert based on selected Currency in (Column L). 2. If you choose "Partial Conversion" then Column BA (AMOUNT) only will be converted based on selected currency (Column L) and Column BB (TAXES) value (INR) will be added to the converted values.
Note on K689: gepadmin: 1. If you choose "Full Conversion" then Column BA (AMOUNT) and Column BB (TAXES) BOTH values will be convert based on selected Currency in (Column L). 2. If you choose "Partial Conversion" then Column BA (AMOUNT) only will be converted based on selected currency (Column L) and Column BB (TAXES) value (INR) will be added to the converted values.
Note on K690: gepadmin: 1. If you choose "Full Conversion" then Column BA (AMOUNT) and Column BB (TAXES) BOTH values will be convert based on selected Currency in (Column L). 2. If you choose "Partial Conversion" then Column BA (AMOUNT) only will be converted based on selected currency (Column L) and Column BB (TAXES) value (INR) will be added to the converted values.
Note on K691: gepadmin: 1. If you choose "Full Conversion" then Column BA (AMOUNT) and Column BB (TAXES) BOTH values will be convert based on selected Currency in (Column L). 2. If you choose "Partial Conversion" then Column BA (AMOUNT) only will be converted based on selected currency (Column L) and Column BB (TAXES) value (INR) will be added to the converted values.
Note on K692: gepadmin: 1. If you choose "Full Conversion" then Column BA (AMOUNT) and Column BB (TAXES) BOTH values will be convert based on selected Currency in (Column L). 2. If you choose "Partial Conversion" then Column BA (AMOUNT) only will be converted based on selected currency (Column L) and Column BB (TAXES) value (INR) will be added to the converted values.
Note on K693: gepadmin: 1. If you choose "Full Conversion" then Column BA (AMOUNT) and Column BB (TAXES) BOTH values will be convert based on selected Currency in (Column L). 2. If you choose "Partial Conversion" then Column BA (AMOUNT) only will be converted based on selected currency (Column L) and Column BB (TAXES) value (INR) will be added to the converted values.
Note on K694: gepadmin: 1. If you choose "Full Conversion" then Column BA (AMOUNT) and Column BB (TAXES) BOTH values will be convert based on selected Currency in (Column L). 2. If you choose "Partial Conversion" then Column BA (AMOUNT) only will be converted based on selected currency (Column L) and Column BB (TAXES) value (INR) will be added to the converted values.
Note on K695: gepadmin: 1. If you choose "Full Conversion" then Column BA (AMOUNT) and Column BB (TAXES) BOTH values will be convert based on selected Currency in (Column L). 2. If you choose "Partial Conversion" then Column BA (AMOUNT) only will be converted based on selected currency (Column L) and Column BB (TAXES) value (INR) will be added to the converted values.
Note on K696: gepadmin: 1. If you choose "Full Conversion" then Column BA (AMOUNT) and Column BB (TAXES) BOTH values will be convert based on selected Currency in (Column L). 2. If you choose "Partial Conversion" then Column BA (AMOUNT) only will be converted based on selected currency (Column L) and Column BB (TAXES) value (INR) will be added to the converted values.
Note on K697: gepadmin: 1. If you choose "Full Conversion" then Column BA (AMOUNT) and Column BB (TAXES) BOTH values will be convert based on selected Currency in (Column L). 2. If you choose "Partial Conversion" then Column BA (AMOUNT) only will be converted based on selected currency (Column L) and Column BB (TAXES) value (INR) will be added to the converted values.
Note on K698: gepadmin: 1. If you choose "Full Conversion" then Column BA (AMOUNT) and Column BB (TAXES) BOTH values will be convert based on selected Currency in (Column L). 2. If you choose "Partial Conversion" then Column BA (AMOUNT) only will be converted based on selected currency (Column L) and Column BB (TAXES) value (INR) will be added to the converted values.
Note on K699: gepadmin: 1. If you choose "Full Conversion" then Column BA (AMOUNT) and Column BB (TAXES) BOTH values will be convert based on selected Currency in (Column L). 2. If you choose "Partial Conversion" then Column BA (AMOUNT) only will be converted based on selected currency (Column L) and Column BB (TAXES) value (INR) will be added to the converted values.
Note on K700: gepadmin: 1. If you choose "Full Conversion" then Column BA (AMOUNT) and Column BB (TAXES) BOTH values will be convert based on selected Currency in (Column L). 2. If you choose "Partial Conversion" then Column BA (AMOUNT) only will be converted based on selected currency (Column L) and Column BB (TAXES) value (INR) will be added to the converted values.
Note on K701: gepadmin: 1. If you choose "Full Conversion" then Column BA (AMOUNT) and Column BB (TAXES) BOTH values will be convert based on selected Currency in (Column L). 2. If you choose "Partial Conversion" then Column BA (AMOUNT) only will be converted based on selected currency (Column L) and Column BB (TAXES) value (INR) will be added to the converted values.
Note on K702: gepadmin: 1. If you choose "Full Conversion" then Column BA (AMOUNT) and Column BB (TAXES) BOTH values will be convert based on selected Currency in (Column L). 2. If you choose "Partial Conversion" then Column BA (AMOUNT) only will be converted based on selected currency (Column L) and Column BB (TAXES) value (INR) will be added to the converted values.
Note on K703: gepadmin: 1. If you choose "Full Conversion" then Column BA (AMOUNT) and Column BB (TAXES) BOTH values will be convert based on selected Currency in (Column L). 2. If you choose "Partial Conversion" then Column BA (AMOUNT) only will be converted based on selected currency (Column L) and Column BB (TAXES) value (INR) will be added to the converted values.
Note on K704: gepadmin: 1. If you choose "Full Conversion" then Column BA (AMOUNT) and Column BB (TAXES) BOTH values will be convert based on selected Currency in (Column L). 2. If you choose "Partial Conversion" then Column BA (AMOUNT) only will be converted based on selected currency (Column L) and Column BB (TAXES) value (INR) will be added to the converted values.
Note on K705: gepadmin: 1. If you choose "Full Conversion" then Column BA (AMOUNT) and Column BB (TAXES) BOTH values will be convert based on selected Currency in (Column L). 2. If you choose "Partial Conversion" then Column BA (AMOUNT) only will be converted based on selected currency (Column L) and Column BB (TAXES) value (INR) will be added to the converted values.
Note on K706: gepadmin: 1. If you choose "Full Conversion" then Column BA (AMOUNT) and Column BB (TAXES) BOTH values will be convert based on selected Currency in (Column L). 2. If you choose "Partial Conversion" then Column BA (AMOUNT) only will be converted based on selected currency (Column L) and Column BB (TAXES) value (INR) will be added to the converted values.
Note on K707: gepadmin: 1. If you choose "Full Conversion" then Column BA (AMOUNT) and Column BB (TAXES) BOTH values will be convert based on selected Currency in (Column L). 2. If you choose "Partial Conversion" then Column BA (AMOUNT) only will be converted based on selected currency (Column L) and Column BB (TAXES) value (INR) will be added to the converted values.
Note on K708: gepadmin: 1. If you choose "Full Conversion" then Column BA (AMOUNT) and Column BB (TAXES) BOTH values will be convert based on selected Currency in (Column L). 2. If you choose "Partial Conversion" then Column BA (AMOUNT) only will be converted based on selected currency (Column L) and Column BB (TAXES) value (INR) will be added to the converted values.
Note on K709: gepadmin: 1. If you choose "Full Conversion" then Column BA (AMOUNT) and Column BB (TAXES) BOTH values will be convert based on selected Currency in (Column L). 2. If you choose "Partial Conversion" then Column BA (AMOUNT) only will be converted based on selected currency (Column L) and Column BB (TAXES) value (INR) will be added to the converted values.
Note on K710: gepadmin: 1. If you choose "Full Conversion" then Column BA (AMOUNT) and Column BB (TAXES) BOTH values will be convert based on selected Currency in (Column L). 2. If you choose "Partial Conversion" then Column BA (AMOUNT) only will be converted based on selected currency (Column L) and Column BB (TAXES) value (INR) will be added to the converted values.
Note on K711: gepadmin: 1. If you choose "Full Conversion" then Column BA (AMOUNT) and Column BB (TAXES) BOTH values will be convert based on selected Currency in (Column L). 2. If you choose "Partial Conversion" then Column BA (AMOUNT) only will be converted based on selected currency (Column L) and Column BB (TAXES) value (INR) will be added to the converted values.
Note on K712: gepadmin: 1. If you choose "Full Conversion" then Column BA (AMOUNT) and Column BB (TAXES) BOTH values will be convert based on selected Currency in (Column L). 2. If you choose "Partial Conversion" then Column BA (AMOUNT) only will be converted based on selected currency (Column L) and Column BB (TAXES) value (INR) will be added to the converted values.
Note on K713: gepadmin: 1. If you choose "Full Conversion" then Column BA (AMOUNT) and Column BB (TAXES) BOTH values will be convert based on selected Currency in (Column L). 2. If you choose "Partial Conversion" then Column BA (AMOUNT) only will be converted based on selected currency (Column L) and Column BB (TAXES) value (INR) will be added to the converted values.
Note on K714: gepadmin: 1. If you choose "Full Conversion" then Column BA (AMOUNT) and Column BB (TAXES) BOTH values will be convert based on selected Currency in (Column L). 2. If you choose "Partial Conversion" then Column BA (AMOUNT) only will be converted based on selected currency (Column L) and Column BB (TAXES) value (INR) will be added to the converted values.
Note on K715: gepadmin: 1. If you choose "Full Conversion" then Column BA (AMOUNT) and Column BB (TAXES) BOTH values will be convert based on selected Currency in (Column L). 2. If you choose "Partial Conversion" then Column BA (AMOUNT) only will be converted based on selected currency (Column L) and Column BB (TAXES) value (INR) will be added to the converted values.
Note on K716: gepadmin: 1. If you choose "Full Conversion" then Column BA (AMOUNT) and Column BB (TAXES) BOTH values will be convert based on selected Currency in (Column L). 2. If you choose "Partial Conversion" then Column BA (AMOUNT) only will be converted based on selected currency (Column L) and Column BB (TAXES) value (INR) will be added to the converted values.
Note on K717: gepadmin: 1. If you choose "Full Conversion" then Column BA (AMOUNT) and Column BB (TAXES) BOTH values will be convert based on selected Currency in (Column L). 2. If you choose "Partial Conversion" then Column BA (AMOUNT) only will be converted based on selected currency (Column L) and Column BB (TAXES) value (INR) will be added to the converted values.
Note on K718: gepadmin: 1. If you choose "Full Conversion" then Column BA (AMOUNT) and Column BB (TAXES) BOTH values will be convert based on selected Currency in (Column L). 2. If you choose "Partial Conversion" then Column BA (AMOUNT) only will be converted based on selected currency (Column L) and Column BB (TAXES) value (INR) will be added to the converted values.
Note on K719: gepadmin: 1. If you choose "Full Conversion" then Column BA (AMOUNT) and Column BB (TAXES) BOTH values will be convert based on selected Currency in (Column L). 2. If you choose "Partial Conversion" then Column BA (AMOUNT) only will be converted based on selected currency (Column L) and Column BB (TAXES) value (INR) will be added to the converted values.
Note on K720: gepadmin: 1. If you choose "Full Conversion" then Column BA (AMOUNT) and Column BB (TAXES) BOTH values will be convert based on selected Currency in (Column L). 2. If you choose "Partial Conversion" then Column BA (AMOUNT) only will be converted based on selected currency (Column L) and Column BB (TAXES) value (INR) will be added to the converted values.
Note on K721: gepadmin: 1. If you choose "Full Conversion" then Column BA (AMOUNT) and Column BB (TAXES) BOTH values will be convert based on selected Currency in (Column L). 2. If you choose "Partial Conversion" then Column BA (AMOUNT) only will be converted based on selected currency (Column L) and Column BB (TAXES) value (INR) will be added to the converted values.
Validate
Print
Help

## Macros
Please Enable Macros to View BoQ information